{"text_format":"1","workbook":"xlsx","n_sheets":26,"sheets":["Accueil","Calcul - Solution remplacement","1","2","3","4","5","6","7","8","9","10","11","12","13","14","15","16","17","18","19","20","Tableaux","Tableau des villes","GESTION","Révision"],"not_rendered":{"charts":0,"images":1,"macros":1,"external_links":0,"defined_names":55,"comments":0,"pivot_tables":0},"unopened":[],"bounds":{"document_bytes":16777216,"sheet_cells":100000,"rows_first":2000,"rows_last":500,"rows_between":2000,"halvings":0,"cell_chars":16384,"cell_head_chars":4096},"cells_cut":0,"cells_raw":0,"read":"whole","date_system":"1900"}

{"sheet":"Accueil","index":0,"n_rows":86,"n_cols":6,"rows_kept":86,"cut":false,"hidden":false,"merged":[[65,2,65,5],[77,2,77,5],[79,2,79,5],[85,2,85,5],[81,2,81,5],[72,2,72,3],[72,4,72,5],[73,2,73,3],[73,4,73,5],[75,2,75,5],[67,2,67,5],[69,2,69,5],[71,2,71,5],[83,2,83,5],[15,1,15,5],[1,1,1,4],[7,1,7,5],[9,1,9,5],[11,1,11,5],[13,1,13,5],[3,1,3,5],[5,1,5,5],[29,1,29,5],[31,1,31,5],[33,1,33,2],[33,3,33,5],[34,1,34,2],[34,3,34,5],[49,2,49,5],[35,1,35,2],[35,3,35,5],[36,1,36,2],[36,3,36,5],[37,1,37,2],[37,3,37,5],[39,1,39,5],[41,2,41,5],[45,2,45,5],[43,2,43,5],[47,2,47,5],[50,2,50,3],[50,4,50,5],[51,2,51,3],[51,4,51,5],[53,2,53,5],[55,2,55,5],[59,2,59,5],[63,1,63,5],[57,2,57,5],[61,2,61,5],[17,1,17,5],[27,1,27,5],[19,1,19,5],[21,1,21,5],[23,1,23,5],[25,1,25,5],[24,1,24,5]]}
[]
[null,"Calculateur de la solution de remplacement et de la\ndépréciation de la résistance thermique effective",null,null,null,"Version R01"]
[]
[null,"0. Contexte"]
[]
[null,"Le Code de construction du Québec, Chapitre I.1 – Efficacité énergétique du bâtiment, et Code national de l'énergie pour les bâtiments – Canada 2015 (modifié) est entré en vigueur le 27 juin 2020. Les exigences qui y sont contenues consistent en une adaptation du Code national de l’énergie pour les bâtiments — Canada 2015, édité par le Conseil national de recherches du Canada, auquel des modifications ont été apportées pour le contexte propre au Québec. À cet effet, le présent outil de calcul a été développé afin d'aider les concepteurs à se conformer aux exigences applicables à la \"Méthode des solutions de remplacement\", spécifiées à la section 3.3 du Code de construction du Québec, Chapitre I.1 – Efficacité énergétique du bâtiment, et Code national de l'énergie pour les bâtiments – Canada 2015 (modifié). Il permet notamment d'aider à la réalisation des calculs indiqués à l'article 3.3.1.3. de cette section, y compris celui relatif à la dépréciation de la résistance thermique effective (RSIED) lorsque celle-ci est applicable. Au delà de la Section 3.3., le calcul de la RSIED est également requis dans le cadre de la \"Méthode de conformité par la performance énergétique\", décrite à la partie 8 du Code de construction du Québec, Chapitre I.1 – Efficacité énergétique du bâtiment, et Code national de l'énergie pour les bâtiments – Canada 2015 (modifié)."]
[]
[null,"1. Mise en garde"]
[]
[null,"Le ministère de l'Énergie et des Ressources naturelles du Québec (MERN) a apporté le plus grand soin au développement de l’outil de calcul de la solution de remplacement et de la dépréciation de la résistance thermique effective, mais ne peut garantir que tous les résultats obtenus sont ou seront exempts d’erreurs."]
[]
[null,"Le MERN ne peut être tenu responsable de quelque dommage et intérêt que ce soit (direct, indirect, accessoire, spécial, exemplaire ou punitif) découlant directement ou indirectement de l’utilisation totale ou partielle, de l’accès ou de l’incapacité d’accéder à l’outil de calcul et de toute décision ou autre mesure prise par l’utilisateur ou par toute autre personne en considération de l’utilisation de l’outil de calcul ou sur la foi de l’information contenue, de toute erreur ou omission de l’outil de calcul, ainsi que de toute utilisation ou reproduction non autorisée de l’outil de calcul, même si le MERN a été informé de la possibilité de l’existence d’un tel dommage ou intérêt ou de la possibilité de l’existence d’une situation susceptible d’engendrer un tel dommage. "]
[]
[null,"L’utilisateur assume seul tous les risques qui découlent ou peuvent découler de l’utilisation de l’outil de calcul."]
[]
[null,"En utilisant cet outil, l'utilisateur reconnaît avoir lu et compris le sens, la nature et la portée de la clause de non-responsabilité.  Il en accepte tous les termes et toutes les conditions et assume l’entière responsabilité, de quelque nature qu’elle soit, relativement à l’utilisation de l’outil de calcul. "]
[]
[null,"Malgré la protection appliquée aux feuilles de calcul, l'utilisation de la fonction \"copier-coller\" peut incorporer des erreurs dans le fichier. Afin d'éviter l'occurrence de ce type d'erreur, il est fortement recommandé de toujours effectuer un collage spécial reproduisant le texte et les valeurs uniquement, sans la mise en forme ou toutes autres caractéristiques spéciales relatives aux cellules sources."]
[]
[null,"2. Domaine d'application et restrictions (articles 3.3.1.1 et 3.3.1.2)"]
[]
[null,"Les échanges autorisés sont applicables uniquement aux ensembles de construction hors sol (toits, murs, planchers, fenêtrage et portes), ainsi qu’à certaines jonctions et pénétrations s’y rattachant. Les ensembles de construction en contact avec le sol ou séparant des espaces chauffés ou refroidis à des températures différentes, l’étanchéité à l’air, les ratios maximums de superficie admissible pour le fenêtrage et les portes, de même que tous les éléments relatifs aux autres parties du  Code de construction du Québec, Chapitre I.1 – Efficacité énergétique du bâtiment, et Code national de l'énergie pour les bâtiments – Canada 2015 (modifié) (p.ex., systèmes mécanique et électrique) en sont exclus. "]
[]
[null,"La performance du fenêtrage et des portes peut ainsi être prise en compte uniquement lorsque la superficie totale de ces éléments est inférieure ou égale au ratio maximal prescrit de 40% (ou de 3% pour les lanterneaux), tel que cela est spécifié à l’article 3.2.1.4."]
[]
[null,"La méthode des solutions de remplacement s'applique distinctement aux ensembles de construction des espaces dont le point de consigne de chauffage est de moins de 18°C et à ceux dont le point de consigne de chauffage est de 18°C et plus, tel que cela est spécifié au paragraphe 3.3.1.2. 4)."]
[]
[null,"Pour que les compensations admissibles aux solutions de remplacement puissent être considérées, chacun des éléments de l’enveloppe ciblés pour les échanges doit pouvoir être caractérisé conformément aux spécifications des articles 3.1.1.5, 3.1.1.6 et 3.1.1.7. À l’exception des échanges autorisés, toutes les autres exigences prescriptives de la partie 3 doivent être respectées."]
[]
[null,"3. Contenu"]
[]
[null,"Ce fichier de calcul contient :\n● 1 onglet de calcul de la solution de remplacement (Calcul — Solution de remplacement)\n● 20 onglets de calcul de la dépréciation de la résistance thermique effective avec liaisons à la solution de remplacement (1 à 20)\n● 1 onglet avec 4 tableaux de référence pour les résistance thermiques et les coefficients utilisés par les calculs (Tableaux)\n● 1 onglet avec les données climatiques requises pour les villes du Québec (Tableau des villes)"]
[]
[null,"Onglet",null,"Description"]
[null,"Calcul — Solution de remplacement",null,"Calcul de la solution de remplacement pour les ensembles opaques et les ouvertures."]
[null,"1 à 20",null,"Calcul de la dépréciation de la résistance thermique effective par les jonctions linéaires et les pénétrations ponctuelles."]
[null,"Tableaux",null,"Tableau 3.2.2.2 des résistances thermiques effectives des ensembles opaques hors sol.\n\nTableau 3.2.2.3 et 3.2.2.4 des coefficients de transmission thermique globale du fenêtrage et des portes.\n\nTableau 3.3.1.3. des coefficients linéaires de transmission thermique.\n\nTableau des coefficients de pénétrations ponctuelles de transmission thermique."]
[null,"Tableau des villes",null,"Tableau des données climatiques (Tableau C-1 du Règlement) pour le calcul des besoins de chauffage des villes du Québec."]
[]
[null,"4. Consignes et fonctionnement de l'onglet Calcul — Solution de remplacement"]
[]
[null,1,"Remplir les quatre cellules jaunes de l'entête : Description du calcul, Commentaires, Fait par et Date."]
[]
[null,2,"Remplir les deux cellules jaunes des données de calcul : Ville et la Température de chauffage.\nPour les valeurs climatiques de la ville, voir l'article 1.1.4.1.\nPour la température de chauffage, un facteur de correction est appliqué lorsque le point de consigne de chauffage est de moins de 18°C, tel que cela est spécifié à l'article 3.2.1.3 2). Dans une telle situation, le facteur de correction appliqué automatiquement pour générer les valeurs RSIE1 du bâtiment de référence est indiquée dans la cellule située à droite de la température de chauffage en fonction de la ville choisie."]
[]
[null,3,"Dans les autres sections, seulement les cellules jaunes peuvent être remplies.\nSur une même ligne, remplir les cellules de gauche à droite.\nDans les cellules des colonnes \"Type d'ensemble\" et \"Type d'ouverture\" qui contiennent des listes déroulantes, les listes de choix et les valeurs associées proviennent des deux tableaux de référence 3.2.2.2 (Résistance thermique effective) et 3.2.2.3/3.2.2.4 (Coefficients de transmission thermique globale)."]
[]
[null,4,"Dans la section des ensembles opaques hors sol, les valeurs des résistances thermiques effectives dépréciées RSIED des deux bâtiments (proposé et référence) proviennent des onglets associés à chacun des items.  Par exemple, pour l'item 1, les valeurs RSIED proviennent de la section des résultats de l'onglet 1."]
[]
[null,5,"Dans l'onglet, il y a deux sections à remplir : "]
[null,null,"1 - Ensembles opaques hors sol (items 1 à 20)",null,"Les 5 premiers items sont affichés par défaut.  Les items 6 à 20 sont groupés et seront affichés en appuyant sur le \"+\" dans la marge à gauche.\n\nEntrer les données pour chacun des ensembles opaques.\n\nLorsqu'un ensemble doit être déprécié, l'onglet associé au numéro de l'item doit être aussi rempli.\n\nOn peut accéder à l'onglet d'un item en cliquant sur le numéro de l'item (hyperlien) dans la colonne \"Item\" complètement à gauche."]
[null,null,"2 - Ouvertures (items 1 à 40)",null,"Les 5 premiers items sont affichés par défaut.  Les items 6 à 40 sont groupés et seront affichés en appuyant sur le \"+\" dans la marge à gauche.\n\nEntrer les données pour chacune des ouvertures."]
[]
[null,6,"À la suite d'une entrée, une aide à la saisie fait apparaître en bleu la prochaine cellule à remplir.\nLorsqu'une erreur est constatée, une cellule rouge apparaît indiquant que son contenu doit être modifié.\nPour que tous les calculs soient effectués correctement, il ne doit rester aucune cellule colorée en bleu ou en rouge."]
[]
[null,7,"Une fois que toutes les données requises d'un item sont entrées dans l'une ou l'autre des sections, les valeurs correspondantes apparaissent pour le bâtiment proposé et le bâtiment de référence."]
[]
[null,8,"Lorsqu'un ensemble opaque a besoin d'être déprécié, l'onglet de calcul de la dépréciation de l'item correspondant doit être rempli.  Une fois ce dernier rempli, les résistances thermiques effectives sont dépréciées et les valeurs sont ajustées respectivement dans le bâtiment proposé et dans le bâtiment de référence."]
[]
[null,9,"Lorsque les deux sections (\"1- Ensembles opaques hors sol\" et \"2- Ouvertures\") sont remplies, ainsi que les dépréciations au besoin, la section des résultats située en haut à droite de l'entête présente les flux thermiques totaux des bâtiments."]
[]
[null,10,"La vérification de la conformité est présentée sous les résultats. Une cellule verte \"Conforme\" démontre la conformité tandis qu'une cellule rouge \"Non Conforme\" informe plutôt de la non-conformité du bâtiment proposé en fonction des intrants saisis."]
[]
[null,"5. Consignes et fonctionnement des onglets 1 à 20"]
[]
[null,1,"Pour retourner à l'onglet Calcul — Solution de remplacement, l'utilisateur peut cliquer sur le bouton\nplacé complètement en haut à gauche de la page."]
[]
[null,2,"Dans toutes les sections, seulement les cellules jaunes peuvent être remplies.\nSur une même ligne, remplir les cellules de gauche à droite.\nDans les cellules qui contiennent des listes déroulantes, les listes de choix et les valeurs associées proviennent des deux tableaux de référence (Coefficients linéaires de transmission thermique ψ et Coefficients de pénétrations ponctuelles de transmission thermique χ) de l'onglet Tableaux."]
[]
[null,3,"Dans la section 1 - Ensemble opaque hors sol, le nom, le type, l'aire et le RSIE proviennent de l'item correspondant à l'onglet Calcul — Solution de remplacement. Au besoin, remplir la dernière cellule nommée Référence pour indiquer la provenance des données saisies. "]
[]
[null,4,"Dans l'onglet, il y a deux sections à remplir : "]
[null,null,"2 - Jonctions linéaires (items 1 à 20)",null,"Les 5 premiers items sont affichés par défaut.  Les items 6 à 20 sont groupés et seront affichés en appuyant sur le \"+\" dans la marge à gauche.\n\nEntrer les données pour chacune des jonctions linéaires applicables au calcul."]
[null,null,"3 - Pénétrations ponctuelles (items 1 à 20)",null,"Les 5 premiers items sont affichés par défaut.  Les items 6 à 20 sont groupés et seront affichés en appuyant sur le \"+\" dans la marge à gauche.\n\nEntrer les données pour chacune des pénétrations ponctuelles applicables au calcul."]
[]
[null,5,"À la suite d'une entrée, une aide à la saisie fait apparaître en bleu la prochaine cellule à remplir.\nLorsqu'une erreur est constatée, une cellule rouge apparaît indiquant que son contenu doit être modifié.\nPour que tous les calculs soient effectués correctement, il ne doit rester aucune cellule colorée en bleu ou en rouge."]
[]
[null,6,"Une fois que toutes les données requises d'un item sont entrées, dans une ou l'autre des sections, les valeurs correspondantes apparaissent pour le bâtiment proposé et le bâtiment de référence."]
[]
[null,7,"Dans la section des jonctions linéaires, le type de jonction mur/plancher correspond aux jonctions avec les planchers intermédiaires. Les planchers en contact avec le sol ne doivent donc pas être considérés pour cette jonction."]
[]
[null,8,"Dans la colonne \"Conformité aux exigences prescriptives\", la liste déroulante offre les 3 choix suivants : Oui, non et valeur spécifique. L'option choisie permet de déterminer si la valeur du coefficient de transmission thermique sera attribuée de manière automatiquement, en fonction d'une valeur générique par défaut, ou si elle sera saisie par l'utilisateur. Voici à quoi correspond chacun de ces choix, ainsi que l'action qui en résultera :\n\n■ Oui : La jonction est considérée comme conforme aux exigences prescriptives et la valeur par défaut, spécifiée dans le tableau 3.3.1.3. du  Code de construction du Québec, Chapitre I.1 – Efficacité énergétique du bâtiment, et Code national de l'énergie pour les bâtiments – Canada 2015 (modifié) pour cette jonction, est attribuée automatiquement. (Voir onglet Tableaux)\n\n■ Non : La jonction est considérée comme non conforme aux exigences prescriptives et la valeur par défaut, spécifiée dans le Guide de l'utilisateur du Code de construction du Québec, Chapitre I.1 – Efficacité énergétique du bâtiment, et Code national de l'énergie pour les bâtiments – Canada 2015 (modifié) pour cette jonction non conforme, est attribuée automatiquement . (Voir onglet Tableaux)\n\n■ Valeur spécifique : La jonction peut être conforme ou non aux exigences prescriptives, mais l'utilisateur doit alors saisir manuellement la valeur spécifique attribuable à cette jonction."]
[]
[null,9,"Dans la colonne \"Pourcentage appliqué (%)\", il est possible de déterminer si la perte thermique occasionnée par la jonction sera attribuée partiellement (50%) ou entièrement (100%) à l'ensemble de construction opaque faisant l'objet du calcul de dépréciation. Cette possibilité de répartir la perte thermique s'applique aux jonctions qui concernent deux ensembles de construction opaques distincts (p.ex., jonction mur/toit). Dans un tel cas, il est ainsi possible de répartir la perte thermique de manière équivalente sur chacun des ensembles concernés. Par exemple, pour une jonction mur/toit, si 50% du coefficient Ψ de la jonction est appliqué au calcul de la RSIED du mur, l’autre portion de 50% du coefficient Ψ devra pour sa part être appliquée au calcul de la RSIED du toit. Il est aussi possible d’appliquer la valeur entière (100%) du coefficient Ψ à l’un ou l’autre des ensembles concernés. Le cas échéant, l’effet de cette perte thermique n’a alors pas besoin d’être appliqué à l’autre ensemble concerné par cette jonction. "]
[]
[null,10,"Lorsque les entrées sont terminées, la section des résultats située en haut de la section \"1 - Ensemble opaque hors sol\" présente les flux thermiques totaux et les résistances thermiques effectives dépréciées des bâtiments."]

{"sheet":"Calcul - Solution remplacement","index":1,"n_rows":79,"n_cols":80,"rows_kept":79,"cut":false,"hidden":false,"merged":[[71,27,71,32],[71,33,71,38],[71,40,71,47],[71,48,71,55],[71,56,71,61],[71,63,71,70],[71,71,71,78],[71,79,71,84],[69,27,69,32],[69,33,69,38],[69,40,69,47],[69,48,69,55],[69,56,69,61],[69,63,69,70],[69,71,69,78],[69,79,69,84],[70,79,70,84],[70,1,70,2],[70,3,70,26],[70,27,70,32],[70,33,70,38],[70,40,70,47],[70,48,70,55],[70,56,70,61],[70,63,70,70],[70,71,70,78],[67,27,67,32],[67,33,67,38],[67,40,67,47],[67,48,67,55],[67,56,67,61],[67,63,67,70],[67,71,67,78],[67,79,67,84],[68,1,68,2],[68,3,68,26],[68,27,68,32],[68,33,68,38],[68,40,68,47],[68,48,68,55],[68,56,68,61],[68,63,68,70],[68,71,68,78],[68,79,68,84],[64,27,64,32],[64,33,64,38],[64,40,64,47],[64,48,64,55],[64,56,64,61],[64,63,64,70],[64,71,64,78],[64,79,64,84],[65,1,65,2],[65,3,65,26],[65,27,65,32],[65,33,65,38],[65,40,65,47],[65,48,65,55],[65,56,65,61],[65,63,65,70],[65,71,65,78],[65,79,65,84],[62,27,62,32],[62,33,62,38],[62,40,62,47],[62,48,62,55],[62,56,62,61],[62,63,62,70],[62,71,62,78],[62,79,62,84],[63,1,63,2],[63,3,63,26],[63,27,63,32],[63,33,63,38],[63,40,63,47],[63,48,63,55],[63,56,63,61],[63,63,63,70],[63,71,63,78],[63,79,63,84],[61,27,61,32],[61,33,61,38],[61,40,61,47],[61,48,61,55],[61,56,61,61],[61,63,61,70],[61,71,61,78],[61,79,61,84],[59,27,59,32],[59,33,59,38],[59,40,59,47],[59,48,59,55],[59,56,59,61],[59,63,59,70],[59,71,59,78],[59,79,59,84],[60,79,60,84],[60,1,60,2],[60,3,60,26],[60,27,60,32],[60,33,60,38],[60,40,60,47],[60,48,60,55],[60,56,60,61],[60,63,60,70],[60,71,60,78],[57,27,57,32],[57,33,57,38],[57,40,57,47],[57,48,57,55],[57,56,57,61],[57,63,57,70],[57,71,57,78],[57,79,57,84],[58,1,58,2],[58,3,58,26],[58,27,58,32],[58,33,58,38],[58,40,58,47],[58,48,58,55],[58,56,58,61],[58,63,58,70],[58,71,58,78],[58,79,58,84],[55,27,55,32],[55,33,55,38],[55,40,55,47],[55,48,55,55],[55,56,55,61],[55,63,55,70],[55,71,55,78],[55,79,55,84],[56,1,56,2],[56,3,56,26],[56,27,56,32],[56,33,56,38],[56,40,56,47],[56,48,56,55],[56,56,56,61],[56,63,56,70],[56,71,56,78],[56,79,56,84],[53,27,53,32],[53,33,53,38],[53,40,53,47],[53,48,53,55],[53,56,53,61],[53,63,53,70],[53,71,53,78],[53,79,53,84],[54,1,54,2],[54,3,54,26],[54,27,54,32],[54,33,54,38],[54,40,54,47],[54,48,54,55],[54,56,54,61],[54,63,54,70],[54,71,54,78],[54,79,54,84],[51,27,51,32],[51,33,51,38],[51,40,51,47],[51,48,51,55],[51,56,51,61],[51,63,51,70],[51,71,51,78],[51,79,51,84],[52,1,52,2],[52,3,52,26],[52,27,52,32],[52,33,52,38],[52,40,52,47],[52,48,52,55],[52,56,52,61],[52,63,52,70],[52,71,52,78],[52,79,52,84],[49,27,49,32],[49,33,49,38],[49,40,49,47],[49,48,49,55],[49,56,49,61],[49,63,49,70],[49,71,49,78],[49,79,49,84],[48,79,48,84],[45,33,45,38],[45,40,45,47],[45,48,45,55],[45,56,45,61],[45,63,45,70],[45,71,45,78],[47,27,47,32],[47,33,47,38],[47,40,47,47],[47,48,47,55],[47,56,47,61],[47,63,47,70],[47,71,47,78],[42,27,42,32],[42,33,42,38],[42,40,42,47],[42,48,42,55],[42,56,42,61],[42,63,42,70],[42,71,42,78],[48,1,48,2],[48,3,48,26],[48,27,48,32],[48,33,48,38],[48,40,48,47],[48,48,48,55],[48,56,48,61],[48,63,48,70],[48,71,48,78],[46,1,46,2],[46,3,46,26],[46,27,46,32],[46,33,46,38],[46,40,46,47],[46,48,46,55],[44,27,44,32],[44,33,44,38],[43,27,43,32],[43,33,43,38],[43,40,43,47],[43,48,43,55],[43,56,43,61],[43,63,43,70],[43,71,43,78],[43,79,43,84],[47,1,47,2],[47,3,47,26],[45,79,45,84],[44,40,44,47],[44,48,44,55],[44,56,44,61],[44,63,44,70],[44,71,44,78],[44,79,44,84],[46,56,46,61],[46,63,46,70],[46,71,46,78],[46,79,46,84],[45,1,45,2],[45,3,45,26],[45,27,45,32],[26,33,26,38],[26,40,26,47],[26,48,26,55],[26,56,26,61],[26,63,26,70],[26,71,26,78],[26,79,26,84],[27,1,27,2],[27,3,27,26],[27,27,27,32],[27,33,27,38],[27,40,27,47],[27,48,27,55],[27,56,27,61],[27,63,27,70],[27,71,27,78],[27,79,27,84],[24,79,24,84],[28,1,28,2],[28,3,28,26],[28,27,28,32],[28,33,28,38],[28,40,28,47],[28,48,28,55],[28,56,28,61],[28,63,28,70],[28,71,28,78],[28,79,28,84],[25,1,25,2],[25,3,25,26],[25,27,25,32],[25,33,25,38],[25,40,25,47],[25,48,25,55],[25,56,25,61],[25,63,25,70],[25,71,25,78],[25,79,25,84],[26,1,26,2],[26,3,26,26],[26,27,26,32],[24,1,24,2],[24,3,24,26],[24,27,24,32],[24,33,24,38],[24,40,24,47],[24,48,24,55],[24,56,24,61],[24,63,24,70],[24,71,24,78],[22,79,22,84],[23,1,23,2],[23,3,23,26],[23,27,23,32],[23,33,23,38],[23,40,23,47],[23,48,23,55],[23,56,23,61],[23,63,23,70],[23,71,23,78],[23,79,23,84],[22,1,22,2],[22,3,22,26],[22,27,22,32],[22,33,22,38],[22,40,22,47],[22,48,22,55],[22,56,22,61],[22,63,22,70],[22,71,22,78],[20,27,20,32],[20,33,20,38],[20,40,20,47],[20,48,20,55],[20,56,20,61],[20,63,20,70],[20,71,20,78],[20,79,20,84],[21,1,21,2],[21,3,21,26],[21,27,21,32],[21,33,21,38],[21,40,21,47],[21,48,21,55],[21,56,21,61],[21,63,21,70],[21,71,21,78],[21,79,21,84],[29,40,29,47],[29,48,29,55],[29,56,29,61],[29,63,29,70],[29,71,29,78],[29,79,29,84],[30,1,30,2],[30,3,30,26],[30,27,30,32],[30,33,30,38],[30,40,30,47],[30,48,30,55],[30,56,30,61],[30,63,30,70],[30,71,30,78],[30,79,30,84],[18,40,18,47],[18,48,18,55],[18,56,18,61],[18,63,18,70],[18,71,18,78],[18,79,18,84],[19,1,19,2],[19,3,19,26],[19,27,19,32],[19,33,19,38],[19,40,19,47],[19,48,19,55],[19,56,19,61],[19,63,19,70],[19,71,19,78],[19,79,19,84],[15,40,15,47],[15,48,15,55],[15,56,15,61],[15,63,15,70],[15,71,15,78],[15,79,15,84],[14,1,14,2],[14,3,14,26],[14,27,14,32],[14,33,14,38],[14,40,14,47],[14,48,14,55],[14,56,14,61],[14,63,14,70],[14,71,14,78],[14,79,14,84],[17,71,17,78],[17,79,17,84],[16,1,16,2],[16,3,16,26],[16,27,16,32],[16,33,16,38],[16,40,16,47],[16,48,16,55],[16,56,16,61],[16,63,16,70],[16,71,16,78],[16,79,16,84],[31,40,31,47],[31,48,31,55],[31,56,31,61],[31,63,31,70],[31,71,31,78],[31,79,31,84],[13,1,13,2],[13,3,13,26],[13,27,13,32],[13,33,13,38],[13,40,13,47],[13,48,13,55],[13,56,13,61],[13,63,13,70],[13,71,13,78],[13,79,13,84],[17,1,17,2],[17,3,17,26],[17,27,17,32],[17,33,17,38],[17,40,17,47],[17,48,17,55],[17,56,17,61],[17,63,17,70],[72,27,72,32],[73,27,73,32],[37,33,37,38],[38,33,38,38],[39,33,39,38],[10,1,10,38],[31,1,31,2],[31,3,31,26],[31,27,31,32],[31,33,31,38],[15,1,15,2],[15,3,15,26],[15,27,15,32],[15,33,15,38],[18,1,18,2],[18,3,18,26],[18,27,18,32],[18,33,18,38],[29,1,29,2],[29,3,29,26],[29,27,29,32],[29,33,29,38],[20,1,20,2],[20,3,20,26],[33,56,33,61],[33,63,33,78],[33,79,33,84],[38,79,38,84],[39,79,39,84],[40,79,40,84],[7,48,8,61],[74,79,74,84],[74,1,74,2],[74,3,74,26],[74,27,74,32],[74,33,74,38],[74,40,74,47],[36,1,36,2],[36,3,36,26],[36,27,36,32],[36,33,36,38],[36,40,36,47],[74,48,74,55],[74,56,74,61],[74,63,74,70],[74,71,74,78],[50,27,50,32],[66,27,66,32],[5,63,5,73],[5,74,5,84],[3,1,3,12],[4,1,4,12],[5,1,5,12],[5,38,5,44],[3,13,3,44],[4,13,4,44],[5,13,5,32],[5,33,5,37],[3,48,5,61],[1,77,1,84],[1,1,1,76],[3,63,3,84],[4,63,4,73],[4,74,4,84],[35,48,35,55],[35,56,35,61],[35,63,35,70],[35,71,35,78],[35,79,35,84],[35,1,35,2],[35,3,35,26],[35,27,35,32],[35,33,35,38],[35,40,35,47],[34,48,34,55],[34,56,34,61],[34,63,34,70],[34,71,34,78],[34,79,34,84],[34,1,34,2],[34,3,34,26],[34,27,34,32],[34,33,34,38],[7,1,7,12],[8,1,8,12],[7,13,7,26],[8,13,8,26],[12,40,12,47],[10,63,10,78],[10,79,10,84],[8,31,8,33],[8,34,8,36],[7,28,7,44],[12,27,12,32],[11,3,11,26],[12,3,12,26],[7,63,8,84],[11,63,11,70],[12,63,12,70],[11,1,11,2],[12,1,12,2],[11,27,11,32],[12,48,12,55],[12,56,12,61],[10,40,10,55],[8,37,8,40],[10,56,10,61],[37,27,37,32],[38,27,38,32],[39,27,39,32],[40,27,40,32],[41,27,41,32],[11,79,11,84],[12,79,12,84],[11,71,11,78],[12,71,12,78],[11,33,11,38],[12,33,12,38],[11,40,11,47],[11,48,11,55],[11,56,11,61],[40,33,40,38],[41,33,41,38],[36,48,36,55],[36,56,36,61],[36,63,36,70],[36,71,36,78],[36,79,36,84],[34,40,34,47],[33,1,33,38],[33,40,33,55],[37,3,37,26],[38,3,38,26],[39,3,39,26],[40,3,40,26],[41,3,41,26],[50,3,50,26],[66,3,66,26],[72,3,72,26],[73,3,73,26],[42,3,42,26],[44,3,44,26],[49,3,49,26],[43,3,43,26],[51,3,51,26],[53,3,53,26],[55,3,55,26],[57,3,57,26],[59,3,59,26],[61,3,61,26],[62,3,62,26],[64,3,64,26],[67,3,67,26],[69,3,69,26],[71,3,71,26],[37,1,37,2],[38,1,38,2],[39,1,39,2],[40,1,40,2],[41,1,41,2],[50,1,50,2],[73,1,73,2],[66,1,66,2],[72,1,72,2],[42,1,42,2],[44,1,44,2],[49,1,49,2],[43,1,43,2],[51,1,51,2],[53,1,53,2],[55,1,55,2],[57,1,57,2],[59,1,59,2],[61,1,61,2],[62,1,62,2],[64,1,64,2],[67,1,67,2],[69,1,69,2],[71,1,71,2],[73,79,73,84],[41,79,41,84],[50,63,50,70],[50,71,50,78],[50,33,50,38],[66,33,66,38],[72,33,72,38],[73,33,73,38],[37,40,37,47],[37,48,37,55],[37,56,37,61],[38,40,38,47],[38,48,38,55],[38,56,38,61],[39,40,39,47],[39,48,39,55],[39,56,39,61],[40,40,40,47],[40,48,40,55],[40,56,40,61],[41,40,41,47],[41,48,41,55],[41,56,41,61],[50,40,50,47],[73,40,73,47],[73,48,73,55],[73,56,73,61],[37,63,37,70],[37,71,37,78],[41,63,41,70],[41,71,41,78],[73,63,73,70],[73,71,73,78],[39,63,39,70],[39,71,39,78],[40,63,40,70],[40,71,40,78],[66,56,66,61],[72,40,72,47],[72,48,72,55],[72,56,72,61],[50,48,50,55],[50,56,50,61],[66,40,66,47],[66,48,66,55],[50,79,50,84],[66,63,66,70],[66,71,66,78],[66,79,66,84],[72,63,72,70],[72,71,72,78],[72,79,72,84],[37,79,37,84],[38,63,38,70],[38,71,38,78],[42,79,42,84],[47,79,47,84]]}
[]
[null,"Vérification de la conformité par la méthode des solutions de remplacement",null,null,null,null,null,null,null,null,null,null,null,null,null,null,null,null,null,null,null,null,null,null,null,null,null,null,null,null,null,null,null,null,null,null,null,null,null,null,null,null,null,null,null,null,null,null,null,null,null,null,null,null,null,null,null,null,null,null,null,null,null,null,null,null,null,null,null,null,null,null,null,null,null,null,null,{"$f":"Version","v":"Version R01"}]
[]
[null,"Description du calcul",null,null,null,null,null,null,null,null,null,null,null,null,null,null,null,null,null,null,null,null,null,null,null,null,null,null,null,null,null,null,null,null,null,null,null,null,null,null,null,null,null,null,null,null,null,null,"Résultats →",null,null,null,null,null,null,null,null,null,null,null,null,null,null,"Flux thermique total des bâtiments  (W / K)"]
[null,"Commentaires",null,null,null,null,null,null,null,null,null,null,null,null,null,null,null,null,null,null,null,null,null,null,null,null,null,null,null,null,null,null,null,null,null,null,null,null,null,null,null,null,null,null,null,null,null,null,null,null,null,null,null,null,null,null,null,null,null,null,null,null,null,"Bâtiment PROPOSÉ",null,null,null,null,null,null,null,null,null,null,"Bâtiment RÉFÉRENCE"]
[null,"Fait par",null,null,null,null,null,null,null,null,null,null,null,null,null,null,null,null,null,null,null,null,null,null,null,null,null,null,null,null,null,null,null,"Date",null,null,null,null,null,null,null,null,null,null,null,null,null,null,null,null,null,null,null,null,null,null,null,null,null,null,null,null,null,{"$f":"IFERROR(BE11+BE34,0)","v":0},null,null,null,null,null,null,null,null,null,null,{"$f":"IFERROR(CB11+CB34,0)","v":0}]
[]
[null,"Ville",null,null,null,null,null,null,null,null,null,null,null,null,null,null,null,null,null,null,null,null,null,null,null,null,null,null,"Facteur de correction pour\nespace chauffé à moins de 18°C",null,null,null,null,null,null,null,null,null,null,null,null,null,null,null,null,null,null,null,"Vérification de\nla conformité →",null,null,null,null,null,null,null,null,null,null,null,null,null,null,{"$f":"IF(AND(Ville<>\"\",Température_Chauffage<>\"\",COUNTA(AB13:AG32)=COUNTA(AH13:AM32),COUNTA(AH13:AM32)=COUNTA(AO13:AV32),COUNTA(AB36:AG75)=COUNTA(AH36:AM75),COUNTA(AH36:AM75)=COUNTA(AO36:AV75)),IF(BL6<=BW6,\"Conforme\",\"Non conforme\"),\"\")","v":""}]
[null,"Température de chauffage (°C)",null,null,null,null,null,null,null,null,null,null,null,null,null,null,null,null,null,null,null,null,null,null,null,null,null,null,null,null,null,"RSIE1 =",null,null,{"$f":"IF(AND(Ville<>\"\",Température_Chauffage<>\"\",Température_Chauffage<18),(Température_Chauffage-VLOOKUP(Ville,Tableau_Villes,2,0))/(18-VLOOKUP(Ville,Tableau_Villes,2,0)),1)","v":1},null,null,"* RSIE"]
[]
[null,"1 - Ensembles opaques hors sol",null,null,null,null,null,null,null,null,null,null,null,null,null,null,null,null,null,null,null,null,null,null,null,null,null,null,null,null,null,null,null,null,null,null,null,null,null,null,"Bâtiment PROPOSÉ - Σ Flux",null,null,null,null,null,null,null,null,null,null,null,null,null,null,null,{"$f":"SUM(BE13:BE32)","v":0},null,null,null,null,null,null,"Bâtiment RÉFÉRENCE - Σ Flux",null,null,null,null,null,null,null,null,null,null,null,null,null,null,null,{"$f":"SUM(CB13:CB32)","v":0}]
[null,"Item",null,"Nom de l'ensemble opaque hors sol",null,null,null,null,null,null,null,null,null,null,null,null,null,null,null,null,null,null,null,null,null,null,null,"Type\nd'ensemble",null,null,null,null,null,"Aire Ai1\n(m2)",null,null,null,null,null,null,"Résistance thermique\neffective\nRSIE\n(m² · K / W)",null,null,null,null,null,null,null,"Résistance thermique\neffective dépréciée2 \nRSIED\n(m² · K / W)",null,null,null,null,null,null,null,"Flux thermique\nAi / RSIED\n (W / K)",null,null,null,null,null,null,"Résistance thermique\neffective\nRSIE\n(m² · K / W)",null,null,null,null,null,null,null,"Résistance thermique\neffective dépréciée2\nRSIED\n(m² · K / W)",null,null,null,null,null,null,null,"Flux thermique\nAi / RSIED\n (W / K)"]
[null,1,null,null,null,null,null,null,null,null,null,null,null,null,null,null,null,null,null,null,null,null,null,null,null,null,null,null,null,null,null,null,null,null,null,null,null,null,null,null,null,null,null,null,null,null,null,null,{"$f":"INDIRECT(\"'\"&B13&\"'!RSIED_Proposé\")","v":0},null,null,null,null,null,null,null,{"$f":"IFERROR(AH13/AW13,0)","v":0},null,null,null,null,null,null,{"$f":"IF(AND(AB13<>\"\",Ville<>\"\",Température_Chauffage<>\"\"),VLOOKUP(AB13,Tableau_Ensembles_Opaques,IF(VLOOKUP(Ville,Tableau_Villes,3,0)<6000,2,3),0)*Facteur_Correction,0)","v":0},null,null,null,null,null,null,null,{"$f":"INDIRECT(\"'\"&B13&\"'!RSIED_Référence\")","v":0},null,null,null,null,null,null,null,{"$f":"IFERROR(AH13/BT13,0)","v":0}]
[null,2,null,null,null,null,null,null,null,null,null,null,null,null,null,null,null,null,null,null,null,null,null,null,null,null,null,null,null,null,null,null,null,null,null,null,null,null,null,null,null,null,null,null,null,null,null,null,0,null,null,null,null,null,null,null,0,null,null,null,null,null,null,0,null,null,null,null,null,null,null,0,null,null,null,null,null,null,null,0]
[null,3,null,null,null,null,null,null,null,null,null,null,null,null,null,null,null,null,null,null,null,null,null,null,null,null,null,null,null,null,null,null,null,null,null,null,null,null,null,null,null,null,null,null,null,null,null,null,0,null,null,null,null,null,null,null,0,null,null,null,null,null,null,0,null,null,null,null,null,null,null,0,null,null,null,null,null,null,null,0]
[null,4,null,null,null,null,null,null,null,null,null,null,null,null,null,null,null,null,null,null,null,null,null,null,null,null,null,null,null,null,null,null,null,null,null,null,null,null,null,null,null,null,null,null,null,null,null,null,0,null,null,null,null,null,null,null,0,null,null,null,null,null,null,0,null,null,null,null,null,null,null,0,null,null,null,null,null,null,null,0]
[null,5,null,null,null,null,null,null,null,null,null,null,null,null,null,null,null,null,null,null,null,null,null,null,null,null,null,null,null,null,null,null,null,null,null,null,null,null,null,null,null,null,null,null,null,null,null,null,0,null,null,null,null,null,null,null,0,null,null,null,null,null,null,0,null,null,null,null,null,null,null,0,null,null,null,null,null,null,null,0]
[null,6,null,null,null,null,null,null,null,null,null,null,null,null,null,null,null,null,null,null,null,null,null,null,null,null,null,null,null,null,null,null,null,null,null,null,null,null,null,null,null,null,null,null,null,null,null,null,0,null,null,null,null,null,null,null,0,null,null,null,null,null,null,0,null,null,null,null,null,null,null,0,null,null,null,null,null,null,null,0]
[null,7,null,null,null,null,null,null,null,null,null,null,null,null,null,null,null,null,null,null,null,null,null,null,null,null,null,null,null,null,null,null,null,null,null,null,null,null,null,null,null,null,null,null,null,null,null,null,0,null,null,null,null,null,null,null,0,null,null,null,null,null,null,0,null,null,null,null,null,null,null,0,null,null,null,null,null,null,null,0]
[null,8,null,null,null,null,null,null,null,null,null,null,null,null,null,null,null,null,null,null,null,null,null,null,null,null,null,null,null,null,null,null,null,null,null,null,null,null,null,null,null,null,null,null,null,null,null,null,0,null,null,null,null,null,null,null,0,null,null,null,null,null,null,0,null,null,null,null,null,null,null,0,null,null,null,null,null,null,null,0]
[null,9,null,null,null,null,null,null,null,null,null,null,null,null,null,null,null,null,null,null,null,null,null,null,null,null,null,null,null,null,null,null,null,null,null,null,null,null,null,null,null,null,null,null,null,null,null,null,0,null,null,null,null,null,null,null,0,null,null,null,null,null,null,0,null,null,null,null,null,null,null,0,null,null,null,null,null,null,null,0]
[null,10,null,null,null,null,null,null,null,null,null,null,null,null,null,null,null,null,null,null,null,null,null,null,null,null,null,null,null,null,null,null,null,null,null,null,null,null,null,null,null,null,null,null,null,null,null,null,0,null,null,null,null,null,null,null,0,null,null,null,null,null,null,0,null,null,null,null,null,null,null,0,null,null,null,null,null,null,null,0]
[null,11,null,null,null,null,null,null,null,null,null,null,null,null,null,null,null,null,null,null,null,null,null,null,null,null,null,null,null,null,null,null,null,null,null,null,null,null,null,null,null,null,null,null,null,null,null,null,0,null,null,null,null,null,null,null,0,null,null,null,null,null,null,0,null,null,null,null,null,null,null,0,null,null,null,null,null,null,null,0]
[null,12,null,null,null,null,null,null,null,null,null,null,null,null,null,null,null,null,null,null,null,null,null,null,null,null,null,null,null,null,null,null,null,null,null,null,null,null,null,null,null,null,null,null,null,null,null,null,0,null,null,null,null,null,null,null,0,null,null,null,null,null,null,0,null,null,null,null,null,null,null,0,null,null,null,null,null,null,null,0]
[null,13,null,null,null,null,null,null,null,null,null,null,null,null,null,null,null,null,null,null,null,null,null,null,null,null,null,null,null,null,null,null,null,null,null,null,null,null,null,null,null,null,null,null,null,null,null,null,0,null,null,null,null,null,null,null,0,null,null,null,null,null,null,0,null,null,null,null,null,null,null,0,null,null,null,null,null,null,null,0]
[null,14,null,null,null,null,null,null,null,null,null,null,null,null,null,null,null,null,null,null,null,null,null,null,null,null,null,null,null,null,null,null,null,null,null,null,null,null,null,null,null,null,null,null,null,null,null,null,0,null,null,null,null,null,null,null,0,null,null,null,null,null,null,0,null,null,null,null,null,null,null,0,null,null,null,null,null,null,null,0]
[null,15,null,null,null,null,null,null,null,null,null,null,null,null,null,null,null,null,null,null,null,null,null,null,null,null,null,null,null,null,null,null,null,null,null,null,null,null,null,null,null,null,null,null,null,null,null,null,0,null,null,null,null,null,null,null,0,null,null,null,null,null,null,0,null,null,null,null,null,null,null,0,null,null,null,null,null,null,null,0]
[null,16,null,null,null,null,null,null,null,null,null,null,null,null,null,null,null,null,null,null,null,null,null,null,null,null,null,null,null,null,null,null,null,null,null,null,null,null,null,null,null,null,null,null,null,null,null,null,0,null,null,null,null,null,null,null,0,null,null,null,null,null,null,0,null,null,null,null,null,null,null,0,null,null,null,null,null,null,null,0]
[null,17,null,null,null,null,null,null,null,null,null,null,null,null,null,null,null,null,null,null,null,null,null,null,null,null,null,null,null,null,null,null,null,null,null,null,null,null,null,null,null,null,null,null,null,null,null,null,0,null,null,null,null,null,null,null,0,null,null,null,null,null,null,0,null,null,null,null,null,null,null,0,null,null,null,null,null,null,null,0]
[null,18,null,null,null,null,null,null,null,null,null,null,null,null,null,null,null,null,null,null,null,null,null,null,null,null,null,null,null,null,null,null,null,null,null,null,null,null,null,null,null,null,null,null,null,null,null,null,0,null,null,null,null,null,null,null,0,null,null,null,null,null,null,0,null,null,null,null,null,null,null,0,null,null,null,null,null,null,null,0]
[null,19,null,null,null,null,null,null,null,null,null,null,null,null,null,null,null,null,null,null,null,null,null,null,null,null,null,null,null,null,null,null,null,null,null,null,null,null,null,null,null,null,null,null,null,null,null,null,0,null,null,null,null,null,null,null,0,null,null,null,null,null,null,0,null,null,null,null,null,null,null,0,null,null,null,null,null,null,null,0]
[null,20,null,null,null,null,null,null,null,null,null,null,null,null,null,null,null,null,null,null,null,null,null,null,null,null,null,null,null,null,null,null,null,null,null,null,null,null,null,null,null,null,null,null,null,null,null,null,0,null,null,null,null,null,null,null,0,null,null,null,null,null,null,0,null,null,null,null,null,null,null,0,null,null,null,null,null,null,null,0]
[]
[null,"2 - Ouvertures",null,null,null,null,null,null,null,null,null,null,null,null,null,null,null,null,null,null,null,null,null,null,null,null,null,null,null,null,null,null,null,null,null,null,null,null,null,null,"Bâtiment PROPOSÉ - Σ Flux",null,null,null,null,null,null,null,null,null,null,null,null,null,null,null,{"$f":"SUM(BE36:BE75)","v":0},null,null,null,null,null,null,"Bâtiment RÉFÉRENCE - Σ Flux",null,null,null,null,null,null,null,null,null,null,null,null,null,null,null,{"$f":"SUM(CB36:CB75)","v":0}]
[null,"Item","Nom de l'ouverture","Nom de l'ouverture","Aire Ai1\n( m2 )",null,null,null,null,null,null,null,null,null,null,"Coefficient U\n( W / m² · °C )","Résistance thermique\nRSIE\n( m² · °C / W )","Ai / RSIE\n ( W / °C )",null,null,null,null,null,null,null,"Coefficient U\n( W / m² · °C )",null,"Type d'ouverture",null,null,null,null,null,"Aire Ai1\n(m2)",null,null,null,null,null,null,"Coefficient U\n(W / m² · K)",null,null,null,null,null,null,null,"Résistance thermique\nRSIE\n(m² · K / W)",null,null,null,null,null,null,null,"Flux thermique\nAi / RSIE\n (W / K)",null,null,null,null,null,null,"Coefficient U\n(W / m² · K)",null,null,null,null,null,null,null,"Résistance thermique\nRSIE\n(m² · K / W)",null,null,null,null,null,null,null,"Flux thermique\nAi / RSIE\n (W / K)"]
[null,1,null,null,null,null,null,null,null,null,null,null,null,null,null,null,null,null,null,null,null,null,null,null,null,null,null,null,null,null,null,null,null,null,null,null,null,null,null,null,null,null,null,null,null,null,null,null,{"$f":"IF(AO36>0,1/AO36,0)","v":0},null,null,null,null,null,null,null,{"$f":"IFERROR(AH36/AW36,0)","v":0},null,null,null,null,null,null,{"$f":"IF(AND(AB36<>\"\",Ville<>\"\",Température_Chauffage<>\"\"),VLOOKUP(AB36,Tableau_Fenêtrage_Portes,IF(VLOOKUP(Ville,Tableau_Villes,3,0)<6000,2,3),0)/Facteur_Correction,0)","v":0},null,null,null,null,null,null,null,{"$f":"IF(BL36>0,1/BL36,0)","v":0},null,null,null,null,null,null,null,{"$f":"IFERROR(AH36/BT36,0)","v":0}]
[null,2,null,null,null,null,null,null,null,null,null,null,null,null,null,null,null,null,null,null,null,null,null,null,null,null,null,null,null,null,null,null,null,null,null,null,null,null,null,null,null,null,null,null,null,null,null,null,{"$f":"IF(AO37>0,1/AO37,0)","v":0},null,null,null,null,null,null,null,{"$f":"IFERROR(AH37/AW37,0)","v":0},null,null,null,null,null,null,0,null,null,null,null,null,null,null,{"$f":"IF(BL37>0,1/BL37,0)","v":0},null,null,null,null,null,null,null,{"$f":"IFERROR(AH37/BT37,0)","v":0}]
[null,3,null,null,null,null,null,null,null,null,null,null,null,null,null,null,null,null,null,null,null,null,null,null,null,null,null,null,null,null,null,null,null,null,null,null,null,null,null,null,null,null,null,null,null,null,null,null,0,null,null,null,null,null,null,null,0,null,null,null,null,null,null,0,null,null,null,null,null,null,null,0,null,null,null,null,null,null,null,0]
[null,4,null,null,null,null,null,null,null,null,null,null,null,null,null,null,null,null,null,null,null,null,null,null,null,null,null,null,null,null,null,null,null,null,null,null,null,null,null,null,null,null,null,null,null,null,null,null,0,null,null,null,null,null,null,null,0,null,null,null,null,null,null,0,null,null,null,null,null,null,null,0,null,null,null,null,null,null,null,0]
[null,5,null,null,null,null,null,null,null,null,null,null,null,null,null,null,null,null,null,null,null,null,null,null,null,null,null,null,null,null,null,null,null,null,null,null,null,null,null,null,null,null,null,null,null,null,null,null,0,null,null,null,null,null,null,null,0,null,null,null,null,null,null,0,null,null,null,null,null,null,null,0,null,null,null,null,null,null,null,0]
[null,6,null,null,null,null,null,null,null,null,null,null,null,null,null,null,null,null,null,null,null,null,null,null,null,null,null,null,null,null,null,null,null,null,null,null,null,null,null,null,null,null,null,null,null,null,null,null,0,null,null,null,null,null,null,null,0,null,null,null,null,null,null,0,null,null,null,null,null,null,null,0,null,null,null,null,null,null,null,0]
[null,7,null,null,null,null,null,null,null,null,null,null,null,null,null,null,null,null,null,null,null,null,null,null,null,null,null,null,null,null,null,null,null,null,null,null,null,null,null,null,null,null,null,null,null,null,null,null,0,null,null,null,null,null,null,null,0,null,null,null,null,null,null,0,null,null,null,null,null,null,null,0,null,null,null,null,null,null,null,0]
[null,8,null,null,null,null,null,null,null,null,null,null,null,null,null,null,null,null,null,null,null,null,null,null,null,null,null,null,null,null,null,null,null,null,null,null,null,null,null,null,null,null,null,null,null,null,null,null,0,null,null,null,null,null,null,null,0,null,null,null,null,null,null,0,null,null,null,null,null,null,null,0,null,null,null,null,null,null,null,0]
[null,9,null,null,null,null,null,null,null,null,null,null,null,null,null,null,null,null,null,null,null,null,null,null,null,null,null,null,null,null,null,null,null,null,null,null,null,null,null,null,null,null,null,null,null,null,null,null,0,null,null,null,null,null,null,null,0,null,null,null,null,null,null,0,null,null,null,null,null,null,null,0,null,null,null,null,null,null,null,0]
[null,10,null,null,null,null,null,null,null,null,null,null,null,null,null,null,null,null,null,null,null,null,null,null,null,null,null,null,null,null,null,null,null,null,null,null,null,null,null,null,null,null,null,null,null,null,null,null,0,null,null,null,null,null,null,null,0,null,null,null,null,null,null,0,null,null,null,null,null,null,null,0,null,null,null,null,null,null,null,0]
[null,11,null,null,null,null,null,null,null,null,null,null,null,null,null,null,null,null,null,null,null,null,null,null,null,null,null,null,null,null,null,null,null,null,null,null,null,null,null,null,null,null,null,null,null,null,null,null,0,null,null,null,null,null,null,null,0,null,null,null,null,null,null,0,null,null,null,null,null,null,null,0,null,null,null,null,null,null,null,0]
[null,12,null,null,null,null,null,null,null,null,null,null,null,null,null,null,null,null,null,null,null,null,null,null,null,null,null,null,null,null,null,null,null,null,null,null,null,null,null,null,null,null,null,null,null,null,null,null,0,null,null,null,null,null,null,null,0,null,null,null,null,null,null,0,null,null,null,null,null,null,null,0,null,null,null,null,null,null,null,0]
[null,13,null,null,null,null,null,null,null,null,null,null,null,null,null,null,null,null,null,null,null,null,null,null,null,null,null,null,null,null,null,null,null,null,null,null,null,null,null,null,null,null,null,null,null,null,null,null,0,null,null,null,null,null,null,null,0,null,null,null,null,null,null,0,null,null,null,null,null,null,null,0,null,null,null,null,null,null,null,0]
[null,14,null,null,null,null,null,null,null,null,null,null,null,null,null,null,null,null,null,null,null,null,null,null,null,null,null,null,null,null,null,null,null,null,null,null,null,null,null,null,null,null,null,null,null,null,null,null,0,null,null,null,null,null,null,null,0,null,null,null,null,null,null,0,null,null,null,null,null,null,null,0,null,null,null,null,null,null,null,0]
[null,15,null,null,null,null,null,null,null,null,null,null,null,null,null,null,null,null,null,null,null,null,null,null,null,null,null,null,null,null,null,null,null,null,null,null,null,null,null,null,null,null,null,null,null,null,null,null,0,null,null,null,null,null,null,null,0,null,null,null,null,null,null,0,null,null,null,null,null,null,null,0,null,null,null,null,null,null,null,0]
[null,16,null,null,null,null,null,null,null,null,null,null,null,null,null,null,null,null,null,null,null,null,null,null,null,null,null,null,null,null,null,null,null,null,null,null,null,null,null,null,null,null,null,null,null,null,null,null,0,null,null,null,null,null,null,null,0,null,null,null,null,null,null,0,null,null,null,null,null,null,null,0,null,null,null,null,null,null,null,0]
[null,17,null,null,null,null,null,null,null,null,null,null,null,null,null,null,null,null,null,null,null,null,null,null,null,null,null,null,null,null,null,null,null,null,null,null,null,null,null,null,null,null,null,null,null,null,null,null,{"$f":"IF(AO52>0,1/AO52,0)","v":0},null,null,null,null,null,null,null,{"$f":"IFERROR(AH52/AW52,0)","v":0},null,null,null,null,null,null,{"$f":"IF(AND(AB52<>\"\",Ville<>\"\",Température_Chauffage<>\"\"),VLOOKUP(AB52,Tableau_Fenêtrage_Portes,IF(VLOOKUP(Ville,Tableau_Villes,3,0)<6000,2,3),0)/Facteur_Correction,0)","v":0},null,null,null,null,null,null,null,{"$f":"IF(BL52>0,1/BL52,0)","v":0},null,null,null,null,null,null,null,{"$f":"IFERROR(AH52/BT52,0)","v":0}]
[null,18,null,null,null,null,null,null,null,null,null,null,null,null,null,null,null,null,null,null,null,null,null,null,null,null,null,null,null,null,null,null,null,null,null,null,null,null,null,null,null,null,null,null,null,null,null,null,{"$f":"IF(AO53>0,1/AO53,0)","v":0},null,null,null,null,null,null,null,{"$f":"IFERROR(AH53/AW53,0)","v":0},null,null,null,null,null,null,0,null,null,null,null,null,null,null,{"$f":"IF(BL53>0,1/BL53,0)","v":0},null,null,null,null,null,null,null,{"$f":"IFERROR(AH53/BT53,0)","v":0}]
[null,19,null,null,null,null,null,null,null,null,null,null,null,null,null,null,null,null,null,null,null,null,null,null,null,null,null,null,null,null,null,null,null,null,null,null,null,null,null,null,null,null,null,null,null,null,null,null,0,null,null,null,null,null,null,null,0,null,null,null,null,null,null,0,null,null,null,null,null,null,null,0,null,null,null,null,null,null,null,0]
[null,20,null,null,null,null,null,null,null,null,null,null,null,null,null,null,null,null,null,null,null,null,null,null,null,null,null,null,null,null,null,null,null,null,null,null,null,null,null,null,null,null,null,null,null,null,null,null,0,null,null,null,null,null,null,null,0,null,null,null,null,null,null,0,null,null,null,null,null,null,null,0,null,null,null,null,null,null,null,0]
[null,21,null,null,null,null,null,null,null,null,null,null,null,null,null,null,null,null,null,null,null,null,null,null,null,null,null,null,null,null,null,null,null,null,null,null,null,null,null,null,null,null,null,null,null,null,null,null,0,null,null,null,null,null,null,null,0,null,null,null,null,null,null,0,null,null,null,null,null,null,null,0,null,null,null,null,null,null,null,0]
[null,22,null,null,null,null,null,null,null,null,null,null,null,null,null,null,null,null,null,null,null,null,null,null,null,null,null,null,null,null,null,null,null,null,null,null,null,null,null,null,null,null,null,null,null,null,null,null,0,null,null,null,null,null,null,null,0,null,null,null,null,null,null,0,null,null,null,null,null,null,null,0,null,null,null,null,null,null,null,0]
[null,23,null,null,null,null,null,null,null,null,null,null,null,null,null,null,null,null,null,null,null,null,null,null,null,null,null,null,null,null,null,null,null,null,null,null,null,null,null,null,null,null,null,null,null,null,null,null,0,null,null,null,null,null,null,null,0,null,null,null,null,null,null,0,null,null,null,null,null,null,null,0,null,null,null,null,null,null,null,0]
[null,24,null,null,null,null,null,null,null,null,null,null,null,null,null,null,null,null,null,null,null,null,null,null,null,null,null,null,null,null,null,null,null,null,null,null,null,null,null,null,null,null,null,null,null,null,null,null,0,null,null,null,null,null,null,null,0,null,null,null,null,null,null,0,null,null,null,null,null,null,null,0,null,null,null,null,null,null,null,0]
[null,25,null,null,null,null,null,null,null,null,null,null,null,null,null,null,null,null,null,null,null,null,null,null,null,null,null,null,null,null,null,null,null,null,null,null,null,null,null,null,null,null,null,null,null,null,null,null,0,null,null,null,null,null,null,null,0,null,null,null,null,null,null,0,null,null,null,null,null,null,null,0,null,null,null,null,null,null,null,0]
[null,26,null,null,null,null,null,null,null,null,null,null,null,null,null,null,null,null,null,null,null,null,null,null,null,null,null,null,null,null,null,null,null,null,null,null,null,null,null,null,null,null,null,null,null,null,null,null,0,null,null,null,null,null,null,null,0,null,null,null,null,null,null,0,null,null,null,null,null,null,null,0,null,null,null,null,null,null,null,0]
[null,27,null,null,null,null,null,null,null,null,null,null,null,null,null,null,null,null,null,null,null,null,null,null,null,null,null,null,null,null,null,null,null,null,null,null,null,null,null,null,null,null,null,null,null,null,null,null,0,null,null,null,null,null,null,null,0,null,null,null,null,null,null,0,null,null,null,null,null,null,null,0,null,null,null,null,null,null,null,0]
[null,28,null,null,null,null,null,null,null,null,null,null,null,null,null,null,null,null,null,null,null,null,null,null,null,null,null,null,null,null,null,null,null,null,null,null,null,null,null,null,null,null,null,null,null,null,null,null,0,null,null,null,null,null,null,null,0,null,null,null,null,null,null,0,null,null,null,null,null,null,null,0,null,null,null,null,null,null,null,0]
[null,29,null,null,null,null,null,null,null,null,null,null,null,null,null,null,null,null,null,null,null,null,null,null,null,null,null,null,null,null,null,null,null,null,null,null,null,null,null,null,null,null,null,null,null,null,null,null,0,null,null,null,null,null,null,null,0,null,null,null,null,null,null,0,null,null,null,null,null,null,null,0,null,null,null,null,null,null,null,0]
[null,30,null,null,null,null,null,null,null,null,null,null,null,null,null,null,null,null,null,null,null,null,null,null,null,null,null,null,null,null,null,null,null,null,null,null,null,null,null,null,null,null,null,null,null,null,null,null,0,null,null,null,null,null,null,null,0,null,null,null,null,null,null,0,null,null,null,null,null,null,null,0,null,null,null,null,null,null,null,0]
[null,31,null,null,null,null,null,null,null,null,null,null,null,null,null,null,null,null,null,null,null,null,null,null,null,null,null,null,null,null,null,null,null,null,null,null,null,null,null,null,null,null,null,null,null,null,null,null,0,null,null,null,null,null,null,null,0,null,null,null,null,null,null,0,null,null,null,null,null,null,null,0,null,null,null,null,null,null,null,0]
[null,32,null,null,null,null,null,null,null,null,null,null,null,null,null,null,null,null,null,null,null,null,null,null,null,null,null,null,null,null,null,null,null,null,null,null,null,null,null,null,null,null,null,null,null,null,null,null,0,null,null,null,null,null,null,null,0,null,null,null,null,null,null,0,null,null,null,null,null,null,null,0,null,null,null,null,null,null,null,0]
[null,33,null,null,null,null,null,null,null,null,null,null,null,null,null,null,null,null,null,null,null,null,null,null,null,null,null,null,null,null,null,null,null,null,null,null,null,null,null,null,null,null,null,null,null,null,null,null,0,null,null,null,null,null,null,null,0,null,null,null,null,null,null,0,null,null,null,null,null,null,null,0,null,null,null,null,null,null,null,0]
[null,34,null,null,null,null,null,null,null,null,null,null,null,null,null,null,null,null,null,null,null,null,null,null,null,null,null,null,null,null,null,null,null,null,null,null,null,null,null,null,null,null,null,null,null,null,null,null,0,null,null,null,null,null,null,null,0,null,null,null,null,null,null,0,null,null,null,null,null,null,null,0,null,null,null,null,null,null,null,0]
[null,35,null,null,null,null,null,null,null,null,null,null,null,null,null,null,null,null,null,null,null,null,null,null,null,null,null,null,null,null,null,null,null,null,null,null,null,null,null,null,null,null,null,null,null,null,null,null,0,null,null,null,null,null,null,null,0,null,null,null,null,null,null,0,null,null,null,null,null,null,null,0,null,null,null,null,null,null,null,0]
[null,36,null,null,null,null,null,null,null,null,null,null,null,null,null,null,null,null,null,null,null,null,null,null,null,null,null,null,null,null,null,null,null,null,null,null,null,null,null,null,null,null,null,null,null,null,null,null,0,null,null,null,null,null,null,null,0,null,null,null,null,null,null,0,null,null,null,null,null,null,null,0,null,null,null,null,null,null,null,0]
[null,37,null,null,null,null,null,null,null,null,null,null,null,null,null,null,null,null,null,null,null,null,null,null,null,null,null,null,null,null,null,null,null,null,null,null,null,null,null,null,null,null,null,null,null,null,null,null,{"$f":"IF(AO72>0,1/AO72,0)","v":0},null,null,null,null,null,null,null,{"$f":"IFERROR(AH72/AW72,0)","v":0},null,null,null,null,null,null,{"$f":"IF(AND(AB72<>\"\",Ville<>\"\",Température_Chauffage<>\"\"),VLOOKUP(AB72,Tableau_Fenêtrage_Portes,IF(VLOOKUP(Ville,Tableau_Villes,3,0)<6000,2,3),0)/Facteur_Correction,0)","v":0},null,null,null,null,null,null,null,{"$f":"IF(BL72>0,1/BL72,0)","v":0},null,null,null,null,null,null,null,{"$f":"IFERROR(AH72/BT72,0)","v":0}]
[null,38,null,null,null,null,null,null,null,null,null,null,null,null,null,null,null,null,null,null,null,null,null,null,null,null,null,null,null,null,null,null,null,null,null,null,null,null,null,null,null,null,null,null,null,null,null,null,0,null,null,null,null,null,null,null,0,null,null,null,null,null,null,0,null,null,null,null,null,null,null,0,null,null,null,null,null,null,null,0]
[null,39,null,null,null,null,null,null,null,null,null,null,null,null,null,null,null,null,null,null,null,null,null,null,null,null,null,null,null,null,null,null,null,null,null,null,null,null,null,null,null,null,null,null,null,null,null,null,0,null,null,null,null,null,null,null,0,null,null,null,null,null,null,0,null,null,null,null,null,null,null,0,null,null,null,null,null,null,null,0]
[null,40,null,null,null,null,null,null,null,null,null,null,null,null,null,null,null,null,null,null,null,null,null,null,null,null,null,null,null,null,null,null,null,null,null,null,null,null,null,null,null,null,null,null,null,null,null,null,0,null,null,null,null,null,null,null,0,null,null,null,null,null,null,0,null,null,null,null,null,null,null,0,null,null,null,null,null,null,null,0]
[]
[null,"Notes"]
[null,"1 Aire calculée conformément à l'article 3.1.1.6. Les aires des ensembles ou des ouvertures de même nature possédant des caractéristiques thermiques identiques peuvent être regroupées à l'intérieur d'un même ensemble ou d'une même ouverture."]
[null,"2 Indique la valeur RSIE dépréciée seulement si le calcul de dépréciation lié à l'item concerné est appliqué. Dans le cas contraire, la valeur RSIE de base est répliquée."]

{"sheet":"1","index":2,"n_rows":58,"n_cols":80,"rows_kept":58,"cut":false,"hidden":false,"merged":[[1,66,1,75],[1,45,1,65],[4,64,4,73],[5,64,5,73],[4,74,4,83],[5,74,5,83],[4,39,4,48],[5,39,5,48],[4,29,4,38],[5,29,5,38],[1,11,1,44],[3,1,5,12],[3,14,3,83],[4,14,5,28],[4,49,5,63],[7,63,7,72],[7,74,7,83],[8,52,8,61],[9,52,9,61],[13,39,13,42],[9,46,9,51],[8,40,8,45],[9,40,9,45],[8,34,8,39],[9,34,9,39],[8,63,8,67],[8,68,8,72],[8,74,8,78],[11,74,11,83],[9,63,9,67],[13,43,13,46],[12,33,12,61],[13,68,13,72],[9,1,9,33],[8,1,8,33],[12,63,12,67],[7,1,7,61],[8,46,8,51],[8,79,8,83],[38,63,38,67],[9,68,9,72],[9,74,9,78],[9,79,9,83],[37,63,37,67],[37,68,37,72],[37,74,37,78],[37,79,37,83],[36,74,36,78],[36,79,36,83],[13,74,13,78],[13,79,13,83],[14,74,14,78],[14,79,14,83],[11,63,11,72],[12,68,12,72],[13,63,13,67],[14,63,14,67],[14,68,14,72],[16,79,16,83],[32,74,32,78],[32,79,32,83],[31,79,31,83],[27,79,27,83],[13,47,13,51],[12,29,13,32],[14,3,14,23],[14,39,14,42],[14,43,14,46],[13,33,13,38],[14,33,14,38],[13,52,13,61],[14,52,14,61],[28,1,28,2],[28,3,28,23],[28,24,28,28],[14,1,14,2],[14,29,14,32],[12,3,13,23],[12,24,13,28],[14,24,14,28],[12,1,13,2],[17,1,17,2],[17,3,17,23],[17,24,17,28],[17,29,17,32],[24,1,24,2],[24,3,24,23],[24,24,24,28],[24,29,24,32],[25,1,25,2],[25,3,25,23],[25,24,25,28],[25,29,25,32],[27,1,27,2],[27,3,27,23],[27,24,27,28],[57,3,57,23],[57,24,57,28],[57,29,57,32],[57,63,57,67],[57,68,57,72],[57,74,57,78],[57,79,57,83],[26,63,26,67],[26,68,26,72],[26,3,26,23],[26,24,26,28],[26,29,26,32],[57,33,57,39],[57,52,57,61],[57,40,57,45],[33,79,33,83],[38,33,38,39],[37,52,37,61],[38,52,38,61],[26,52,26,61],[37,46,37,51],[38,46,38,51],[57,46,57,51],[37,40,37,45],[38,1,38,2],[38,3,38,23],[38,24,38,28],[38,29,38,32],[11,1,11,61],[1,76,1,83],[1,1,1,10],[38,68,38,72],[38,74,38,78],[38,79,38,83],[35,1,35,61],[35,63,35,72],[35,74,35,83],[36,1,37,2],[36,3,37,23],[36,24,37,28],[36,29,37,32],[36,33,36,61],[36,63,36,67],[36,68,36,72],[12,79,12,83],[12,74,12,78],[15,79,15,83],[15,1,15,2],[38,40,38,45],[33,3,33,23],[15,29,15,32],[15,33,15,38],[33,39,33,42],[33,43,33,46],[15,47,15,51],[15,52,15,61],[33,24,33,28],[15,24,15,28],[31,33,31,38],[31,39,31,42],[31,43,31,46],[28,29,28,32],[28,33,28,38],[28,39,28,42],[28,43,28,46],[22,39,22,42],[22,43,22,46],[22,47,22,51],[22,52,22,61],[29,47,29,51],[29,52,29,61],[33,52,33,61],[33,1,33,2],[15,3,15,23],[15,39,15,42],[15,43,15,46],[57,1,57,2],[33,29,33,32],[33,33,33,38],[15,74,15,78],[37,33,37,39],[33,74,33,78],[16,74,16,78],[17,74,17,78],[31,74,31,78],[16,1,16,2],[16,3,16,23],[16,24,16,28],[16,29,16,32],[16,33,16,38],[16,39,16,42],[16,43,16,46],[31,1,31,2],[31,3,31,23],[31,24,31,28],[31,29,31,32],[33,47,33,51],[14,47,14,51],[15,63,15,67],[15,68,15,72],[33,63,33,67],[33,68,33,72],[16,63,16,67],[16,68,16,72],[17,68,17,72],[31,63,31,67],[31,68,31,72],[25,68,25,72],[16,47,16,51],[16,52,16,61],[31,47,31,51],[31,52,31,61],[28,47,28,51],[28,52,28,61],[28,63,28,67],[28,68,28,72],[20,63,20,67],[32,63,32,67],[32,68,32,72],[20,52,20,61],[32,1,32,2],[32,3,32,23],[32,24,32,28],[32,29,32,32],[32,33,32,38],[32,39,32,42],[32,43,32,46],[32,47,32,51],[32,52,32,61],[17,33,17,38],[17,39,17,42],[17,43,17,46],[17,47,17,51],[17,52,17,61],[17,63,17,67],[17,79,17,83],[18,1,18,2],[18,3,18,23],[18,24,18,28],[18,29,18,32],[18,33,18,38],[18,39,18,42],[18,43,18,46],[18,47,18,51],[18,52,18,61],[18,63,18,67],[18,68,18,72],[18,74,18,78],[18,79,18,83],[24,33,24,38],[24,39,24,42],[24,43,24,46],[24,47,24,51],[24,52,24,61],[24,63,24,67],[24,68,24,72],[24,74,24,78],[24,79,24,83],[25,33,25,38],[25,39,25,42],[25,43,25,46],[25,47,25,51],[25,52,25,61],[25,63,25,67],[25,74,25,78],[25,79,25,83],[26,33,26,38],[26,39,26,42],[26,43,26,46],[26,47,26,51],[26,74,26,78],[26,79,26,83],[27,29,27,32],[27,33,27,38],[27,39,27,42],[27,43,27,46],[27,47,27,51],[27,52,27,61],[27,63,27,67],[27,68,27,72],[27,74,27,78],[26,1,26,2],[28,74,28,78],[28,79,28,83],[19,1,19,2],[19,3,19,23],[19,24,19,28],[19,29,19,32],[19,33,19,38],[19,39,19,42],[19,43,19,46],[19,47,19,51],[19,52,19,61],[19,63,19,67],[19,68,19,72],[19,74,19,78],[19,79,19,83],[20,1,20,2],[20,3,20,23],[20,24,20,28],[20,29,20,32],[20,33,20,38],[20,39,20,42],[20,43,20,46],[20,47,20,51],[20,68,20,72],[20,74,20,78],[20,79,20,83],[21,1,21,2],[21,3,21,23],[21,24,21,28],[21,29,21,32],[21,33,21,38],[21,39,21,42],[21,43,21,46],[21,47,21,51],[21,52,21,61],[21,63,21,67],[21,68,21,72],[21,74,21,78],[21,79,21,83],[22,63,22,67],[22,68,22,72],[22,74,22,78],[22,79,22,83],[23,1,23,2],[23,3,23,23],[23,24,23,28],[23,29,23,32],[23,33,23,38],[23,39,23,42],[23,43,23,46],[23,47,23,51],[23,52,23,61],[23,63,23,67],[23,68,23,72],[23,74,23,78],[23,79,23,83],[22,1,22,2],[22,3,22,23],[22,24,22,28],[22,29,22,32],[22,33,22,38],[29,63,29,67],[29,68,29,72],[29,74,29,78],[29,79,29,83],[30,1,30,2],[30,3,30,23],[30,24,30,28],[30,29,30,32],[30,33,30,38],[30,39,30,42],[30,43,30,46],[30,47,30,51],[30,52,30,61],[30,63,30,67],[30,68,30,72],[30,74,30,78],[30,79,30,83],[29,1,29,2],[29,3,29,23],[29,24,29,28],[29,29,29,32],[29,33,29,38],[29,39,29,42],[29,43,29,46],[39,68,39,72],[39,74,39,78],[39,79,39,83],[40,1,40,2],[40,3,40,23],[40,24,40,28],[40,29,40,32],[40,33,40,39],[40,40,40,45],[40,46,40,51],[40,52,40,61],[40,63,40,67],[40,68,40,72],[40,74,40,78],[40,79,40,83],[39,1,39,2],[39,3,39,23],[39,24,39,28],[39,29,39,32],[39,33,39,39],[39,40,39,45],[39,46,39,51],[39,52,39,61],[39,63,39,67],[41,68,41,72],[41,74,41,78],[41,79,41,83],[42,1,42,2],[42,3,42,23],[42,24,42,28],[42,29,42,32],[42,33,42,39],[42,40,42,45],[42,46,42,51],[42,52,42,61],[42,63,42,67],[42,68,42,72],[42,74,42,78],[42,79,42,83],[41,1,41,2],[41,3,41,23],[41,24,41,28],[41,29,41,32],[41,33,41,39],[41,40,41,45],[41,46,41,51],[41,52,41,61],[41,63,41,67],[43,68,43,72],[43,74,43,78],[43,79,43,83],[44,1,44,2],[44,3,44,23],[44,24,44,28],[44,29,44,32],[44,33,44,39],[44,40,44,45],[44,46,44,51],[44,52,44,61],[44,63,44,67],[44,68,44,72],[44,74,44,78],[44,79,44,83],[43,1,43,2],[43,3,43,23],[43,24,43,28],[43,29,43,32],[43,33,43,39],[43,40,43,45],[43,46,43,51],[43,52,43,61],[43,63,43,67],[45,68,45,72],[45,74,45,78],[45,79,45,83],[46,1,46,2],[46,3,46,23],[46,24,46,28],[46,29,46,32],[46,33,46,39],[46,40,46,45],[46,46,46,51],[46,52,46,61],[46,63,46,67],[46,68,46,72],[46,74,46,78],[46,79,46,83],[45,1,45,2],[45,3,45,23],[45,24,45,28],[45,29,45,32],[45,33,45,39],[45,40,45,45],[45,46,45,51],[45,52,45,61],[45,63,45,67],[47,68,47,72],[47,74,47,78],[47,79,47,83],[48,1,48,2],[48,3,48,23],[48,24,48,28],[48,29,48,32],[48,33,48,39],[48,40,48,45],[48,46,48,51],[48,52,48,61],[48,63,48,67],[48,68,48,72],[48,74,48,78],[48,79,48,83],[47,1,47,2],[47,3,47,23],[47,24,47,28],[47,29,47,32],[47,33,47,39],[47,40,47,45],[47,46,47,51],[47,52,47,61],[47,63,47,67],[49,68,49,72],[49,74,49,78],[49,79,49,83],[50,1,50,2],[50,3,50,23],[50,24,50,28],[50,29,50,32],[50,33,50,39],[50,40,50,45],[50,46,50,51],[50,52,50,61],[50,63,50,67],[50,68,50,72],[50,74,50,78],[50,79,50,83],[49,1,49,2],[49,3,49,23],[49,24,49,28],[49,29,49,32],[49,33,49,39],[49,40,49,45],[49,46,49,51],[49,52,49,61],[49,63,49,67],[51,68,51,72],[51,74,51,78],[51,79,51,83],[52,1,52,2],[52,3,52,23],[52,24,52,28],[52,29,52,32],[52,33,52,39],[52,40,52,45],[52,46,52,51],[52,52,52,61],[52,63,52,67],[52,68,52,72],[52,74,52,78],[52,79,52,83],[51,1,51,2],[51,3,51,23],[51,24,51,28],[51,29,51,32],[51,33,51,39],[51,40,51,45],[51,46,51,51],[51,52,51,61],[51,63,51,67],[53,68,53,72],[53,74,53,78],[53,79,53,83],[54,1,54,2],[54,3,54,23],[54,24,54,28],[54,29,54,32],[54,33,54,39],[54,40,54,45],[54,46,54,51],[54,52,54,61],[54,63,54,67],[54,68,54,72],[54,74,54,78],[54,79,54,83],[53,1,53,2],[53,3,53,23],[53,24,53,28],[53,29,53,32],[53,33,53,39],[53,40,53,45],[53,46,53,51],[53,52,53,61],[53,63,53,67],[55,68,55,72],[55,74,55,78],[55,79,55,83],[56,1,56,2],[56,3,56,23],[56,24,56,28],[56,29,56,32],[56,33,56,39],[56,40,56,45],[56,46,56,51],[56,52,56,61],[56,63,56,67],[56,68,56,72],[56,74,56,78],[56,79,56,83],[55,1,55,2],[55,3,55,23],[55,24,55,28],[55,29,55,32],[55,33,55,39],[55,40,55,45],[55,46,55,51],[55,52,55,61],[55,63,55,67]]}
[]
[null,null,null,null,null,null,null,null,null,null,null,"Calcul de la dépréciation de la résistance thermique effective ",null,null,null,null,null,null,null,null,null,null,null,null,null,null,null,null,null,null,null,null,null,null,null,null,null,null,null,null,null,null,null,null,null,"Ensemble opaque hors sol",null,null,null,null,null,null,null,null,null,null,null,null,null,null,null,null,null,null,null,null,1,null,null,null,null,null,null,null,null,null,{"$f":"Version","v":"Version R01"}]
[]
[null,"Résultats →",null,null,null,null,null,null,null,null,null,null,null,null,"Flux thermique total et Résistance thermique effective dépréciée des bâtiments"]
[null,null,null,null,null,null,null,null,null,null,null,null,null,null,"Bâtiment\nPROPOSÉ",null,null,null,null,null,null,null,null,null,null,null,null,null,null," Σ Flux (W / K)",null,null,null,null,null,null,null,null,null,{"$f":"IFERROR(BL10+BQ13+BQ37,0)","v":0},null,null,null,null,null,null,null,null,null,"Bâtiment\nRÉFÉRENCE",null,null,null,null,null,null,null,null,null,null,null,null,null,null," Σ Flux (W / K)",null,null,null,null,null,null,null,null,null,{"$f":"IFERROR(BW10+CB13+CB37,0)","v":0}]
[null,null,null,null,null,null,null,null,null,null,null,null,null,null,null,null,null,null,null,null,null,null,null,null,null,null,null,null,null,"RSIED (m² · K / W)",null,null,null,null,null,null,null,null,null,{"$f":"IFERROR($AO$10/AN5,0)","v":0},null,null,null,null,null,null,null,null,null,null,null,null,null,null,null,null,null,null,null,null,null,null,null,null,"RSIED (m² · K / W)",null,null,null,null,null,null,null,null,null,{"$f":"IFERROR($AO$10/BW5,0)","v":0}]
[]
[null,"1 - Ensemble opaque hors sol",null,null,null,null,null,null,null,null,null,null,null,null,null,null,null,null,null,null,null,null,null,null,null,null,null,null,null,null,null,null,null,null,null,null,null,null,null,null,null,null,null,null,null,null,null,null,null,null,null,null,null,null,null,null,null,null,null,null,null,null,null,"Bâtiment PROPOSÉ",null,null,null,null,null,null,null,null,null,null,"Bâtiment RÉFÉRENCE"]
[null,"Nom de l'ensemble opaque hors sol",null,null,null,null,null,null,null,null,null,null,null,null,null,null,null,null,null,null,null,null,null,null,null,null,null,null,null,null,null,null,null,null,"Type\nd'ensemble",null,null,null,null,null,"Aire\n(m2)",null,null,null,null,null,"RSIE\n(m² · K / W)",null,null,null,null,null,"Référence",null,null,null,null,null,null,null,null,null,null,"Flux thermique\n(W / K)",null,null,null,null,"Pourcentage\n(%)",null,null,null,null,null,"Flux thermique\n(W / K)",null,null,null,null,"Pourcentage\n(%)"]
[null,{"$f":"INDEX(Vecteur_Nom_Ensemble_Opaque,BO2)","v":0},null,null,null,null,null,null,null,null,null,null,null,null,null,null,null,null,null,null,null,null,null,null,null,null,null,null,null,null,null,null,null,null,{"$f":"INDEX(Vecteur_Type_Ensemble,BO2)","v":0},null,null,null,null,null,{"$f":"INDEX(Vecteur_Aire_Ensemble,BO2)","v":0},null,null,null,null,null,{"$f":"INDEX(Vecteur_Résistance_Thermique_Effective_Proposé,BO2)","v":0},null,null,null,null,null,null,null,null,null,null,null,null,null,null,null,null,{"$f":"IFERROR(AO10/AU10,0)","v":0},null,null,null,null,{"$f":"IFERROR(BL10/$AN$5,0)","v":0},null,null,null,null,null,{"$f":"IFERROR(AO10/INDEX(Vecteur_Résistance_Thermique_Effective_Référence,BO2),0)","v":0},null,null,null,null,{"$f":"IFERROR(BW10/$BW$5,0)","v":0}]
[]
[null,"2 - Jonctions linéaires",null,null,null,null,null,null,null,null,null,null,null,null,null,null,null,null,null,null,null,null,null,null,null,null,null,null,null,null,null,null,null,null,null,null,null,null,null,null,null,null,null,null,null,null,null,null,null,null,null,null,null,null,null,null,null,null,null,null,null,null,null,"Bâtiment PROPOSÉ",null,null,null,null,null,null,null,null,null,null,"Bâtiment RÉFÉRENCE"]
[null,"Item",null,"Nom de la jonction linéraire",null,null,null,null,null,null,null,null,null,null,null,null,null,null,null,null,null,null,null,null,"Type de\njonction",null,null,null,null,"Longueur\n(m)",null,null,null,"Coefficient Ψ\n(W / m · K)",null,null,null,null,null,null,null,null,null,null,null,null,null,null,null,null,null,null,null,null,null,null,null,null,null,null,null,null,null," Σ Flux (W / K)",null,null,null,null,{"$f":"SUM(BL15:BL34)","v":0},null,null,null,null,null," Σ Flux (W / K)",null,null,null,null,{"$f":"SUM(BW15:BW34)","v":0}]
[null,null,null,null,null,null,null,null,null,null,null,null,null,null,null,null,null,null,null,null,null,null,null,null,null,null,null,null,null,null,null,null,null,"Conformité aux\nexigences prescriptives",null,null,null,null,null," Ψ\ngénérique",null,null,null," Ψ\nspécifique",null,null,null,"Pourcentage\nappliqué (%)",null,null,null,null,"Référence",null,null,null,null,null,null,null,null,null,null,"Flux thermique\n(W / K)",null,null,null,null,"Pourcentage\n(%)",null,null,null,null,null,"Flux thermique\n(W / K)",null,null,null,null,"Pourcentage\n(%)"]
[null,1,null,null,null,null,null,null,null,null,null,null,null,null,null,null,null,null,null,null,null,null,null,null,null,null,null,null,null,null,null,null,null,null,null,null,null,null,null,{"$f":"IF(AND(Y15<>\"\",AH15=\"Oui\"),VLOOKUP(Y15,Tableau_Coefficients_Linéaires,2,0),IF(AND(Y15<>\"\",AH15=\"Non\"),VLOOKUP(Y15,Tableau_Coefficients_Linéaires,3,0),\"\"))","v":""},null,null,null,null,null,null,null,null,null,null,null,null,null,null,null,null,null,null,null,null,null,null,null,{"$f":"IF(AND(Y15<>\"\",AD15<>\"\",AH15<>\"\"),IF(AND(AN15<>\"\",AV15<>\"\"),AD15*AN15*AV15/100,IF(AND(AR15<>\"\",AV15<>\"\"),AD15*AR15*AV15/100,\"\")),0)","v":0},null,null,null,null,{"$f":"IFERROR(BL15/$AN$5,0)","v":0},null,null,null,null,null,{"$f":"IF(AND(Y15<>\"\",AD15<>\"\"),AD15*VLOOKUP(Y15,Tableau_Coefficients_Linéaires,2,0)*AV15/100,0)","v":0},null,null,null,null,{"$f":"IFERROR(BW15/$BW$5,0)","v":0}]
[null,2,null,null,null,null,null,null,null,null,null,null,null,null,null,null,null,null,null,null,null,null,null,null,null,null,null,null,null,null,null,null,null,null,null,null,null,null,null,"",null,null,null,null,null,null,null,null,null,null,null,null,null,null,null,null,null,null,null,null,null,null,null,0,null,null,null,null,0,null,null,null,null,null,0,null,null,null,null,0]
[null,3,null,null,null,null,null,null,null,null,null,null,null,null,null,null,null,null,null,null,null,null,null,null,null,null,null,null,null,null,null,null,null,null,null,null,null,null,null,"",null,null,null,null,null,null,null,null,null,null,null,null,null,null,null,null,null,null,null,null,null,null,null,0,null,null,null,null,0,null,null,null,null,null,0,null,null,null,null,0]
[null,4,null,null,null,null,null,null,null,null,null,null,null,null,null,null,null,null,null,null,null,null,null,null,null,null,null,null,null,null,null,null,null,null,null,null,null,null,null,"",null,null,null,null,null,null,null,null,null,null,null,null,null,null,null,null,null,null,null,null,null,null,null,0,null,null,null,null,0,null,null,null,null,null,0,null,null,null,null,0]
[null,5,null,null,null,null,null,null,null,null,null,null,null,null,null,null,null,null,null,null,null,null,null,null,null,null,null,null,null,null,null,null,null,null,null,null,null,null,null,"",null,null,null,null,null,null,null,null,null,null,null,null,null,null,null,null,null,null,null,null,null,null,null,0,null,null,null,null,0,null,null,null,null,null,0,null,null,null,null,0]
[null,6,null,null,null,null,null,null,null,null,null,null,null,null,null,null,null,null,null,null,null,null,null,null,null,null,null,null,null,null,null,null,null,null,null,null,null,null,null,"",null,null,null,null,null,null,null,null,null,null,null,null,null,null,null,null,null,null,null,null,null,null,null,0,null,null,null,null,0,null,null,null,null,null,0,null,null,null,null,0]
[null,7,null,null,null,null,null,null,null,null,null,null,null,null,null,null,null,null,null,null,null,null,null,null,null,null,null,null,null,null,null,null,null,null,null,null,null,null,null,"",null,null,null,null,null,null,null,null,null,null,null,null,null,null,null,null,null,null,null,null,null,null,null,0,null,null,null,null,0,null,null,null,null,null,0,null,null,null,null,0]
[null,8,null,null,null,null,null,null,null,null,null,null,null,null,null,null,null,null,null,null,null,null,null,null,null,null,null,null,null,null,null,null,null,null,null,null,null,null,null,"",null,null,null,null,null,null,null,null,null,null,null,null,null,null,null,null,null,null,null,null,null,null,null,0,null,null,null,null,0,null,null,null,null,null,0,null,null,null,null,0]
[null,9,null,null,null,null,null,null,null,null,null,null,null,null,null,null,null,null,null,null,null,null,null,null,null,null,null,null,null,null,null,null,null,null,null,null,null,null,null,"",null,null,null,null,null,null,null,null,null,null,null,null,null,null,null,null,null,null,null,null,null,null,null,0,null,null,null,null,0,null,null,null,null,null,0,null,null,null,null,0]
[null,10,null,null,null,null,null,null,null,null,null,null,null,null,null,null,null,null,null,null,null,null,null,null,null,null,null,null,null,null,null,null,null,null,null,null,null,null,null,"",null,null,null,null,null,null,null,null,null,null,null,null,null,null,null,null,null,null,null,null,null,null,null,0,null,null,null,null,0,null,null,null,null,null,0,null,null,null,null,0]
[null,11,null,null,null,null,null,null,null,null,null,null,null,null,null,null,null,null,null,null,null,null,null,null,null,null,null,null,null,null,null,null,null,null,null,null,null,null,null,"",null,null,null,null,null,null,null,null,null,null,null,null,null,null,null,null,null,null,null,null,null,null,null,0,null,null,null,null,0,null,null,null,null,null,0,null,null,null,null,0]
[null,12,null,null,null,null,null,null,null,null,null,null,null,null,null,null,null,null,null,null,null,null,null,null,null,null,null,null,null,null,null,null,null,null,null,null,null,null,null,"",null,null,null,null,null,null,null,null,null,null,null,null,null,null,null,null,null,null,null,null,null,null,null,0,null,null,null,null,0,null,null,null,null,null,0,null,null,null,null,0]
[null,13,null,null,null,null,null,null,null,null,null,null,null,null,null,null,null,null,null,null,null,null,null,null,null,null,null,null,null,null,null,null,null,null,null,null,null,null,null,"",null,null,null,null,null,null,null,null,null,null,null,null,null,null,null,null,null,null,null,null,null,null,null,0,null,null,null,null,0,null,null,null,null,null,0,null,null,null,null,0]
[null,14,null,null,null,null,null,null,null,null,null,null,null,null,null,null,null,null,null,null,null,null,null,null,null,null,null,null,null,null,null,null,null,null,null,null,null,null,null,"",null,null,null,null,null,null,null,null,null,null,null,null,null,null,null,null,null,null,null,null,null,null,null,0,null,null,null,null,0,null,null,null,null,null,0,null,null,null,null,0]
[null,15,null,null,null,null,null,null,null,null,null,null,null,null,null,null,null,null,null,null,null,null,null,null,null,null,null,null,null,null,null,null,null,null,null,null,null,null,null,"",null,null,null,null,null,null,null,null,null,null,null,null,null,null,null,null,null,null,null,null,null,null,null,0,null,null,null,null,0,null,null,null,null,null,0,null,null,null,null,0]
[null,16,null,null,null,null,null,null,null,null,null,null,null,null,null,null,null,null,null,null,null,null,null,null,null,null,null,null,null,null,null,null,null,null,null,null,null,null,null,"",null,null,null,null,null,null,null,null,null,null,null,null,null,null,null,null,null,null,null,null,null,null,null,0,null,null,null,null,0,null,null,null,null,null,0,null,null,null,null,0]
[null,17,null,null,null,null,null,null,null,null,null,null,null,null,null,null,null,null,null,null,null,null,null,null,null,null,null,null,null,null,null,null,null,null,null,null,null,null,null,"",null,null,null,null,null,null,null,null,null,null,null,null,null,null,null,null,null,null,null,null,null,null,null,0,null,null,null,null,0,null,null,null,null,null,0,null,null,null,null,0]
[null,18,null,null,null,null,null,null,null,null,null,null,null,null,null,null,null,null,null,null,null,null,null,null,null,null,null,null,null,null,null,null,null,null,null,null,null,null,null,"",null,null,null,null,null,null,null,null,null,null,null,null,null,null,null,null,null,null,null,null,null,null,null,0,null,null,null,null,0,null,null,null,null,null,0,null,null,null,null,0]
[null,19,null,null,null,null,null,null,null,null,null,null,null,null,null,null,null,null,null,null,null,null,null,null,null,null,null,null,null,null,null,null,null,null,null,null,null,null,null,"",null,null,null,null,null,null,null,null,null,null,null,null,null,null,null,null,null,null,null,null,null,null,null,0,null,null,null,null,0,null,null,null,null,null,0,null,null,null,null,0]
[null,20,null,null,null,null,null,null,null,null,null,null,null,null,null,null,null,null,null,null,null,null,null,null,null,null,null,null,null,null,null,null,null,null,null,null,null,null,null,{"$f":"IF(AND(Y34<>\"\",AH34=\"Oui\"),VLOOKUP(Y34,Tableau_Coefficients_Linéaires,2,0),IF(AND(Y34<>\"\",AH34=\"Non\"),VLOOKUP(Y34,Tableau_Coefficients_Linéaires,3,0),\"\"))","v":""},null,null,null,null,null,null,null,null,null,null,null,null,null,null,null,null,null,null,null,null,null,null,null,{"$f":"IF(AND(Y34<>\"\",AD34<>\"\",AH34<>\"\"),IF(AND(AN34<>\"\",AV34<>\"\"),AD34*AN34*AV34/100,IF(AND(AR34<>\"\",AV34<>\"\"),AD34*AR34*AV34/100,\"\")),0)","v":0},null,null,null,null,{"$f":"IFERROR(BL34/$AN$5,0)","v":0},null,null,null,null,null,{"$f":"IF(AND(Y34<>\"\",AD34<>\"\"),AD34*VLOOKUP(Y34,Tableau_Coefficients_Linéaires,2,0)*AV34/100,0)","v":0},null,null,null,null,{"$f":"IFERROR(BW34/$BW$5,0)","v":0}]
[]
[null,"3 - Pénétrations ponctuelles",null,null,null,null,null,null,null,null,null,null,null,null,null,null,null,null,null,null,null,null,null,null,null,null,null,null,null,null,null,null,null,null,null,null,null,null,null,null,null,null,null,null,null,null,null,null,null,null,null,null,null,null,null,null,null,null,null,null,null,null,null,"Bâtiment PROPOSÉ",null,null,null,null,null,null,null,null,null,null,"Bâtiment RÉFÉRENCE"]
[null,"Item",null,"Nom de la pénétration ponctuelle",null,null,null,null,null,null,null,null,null,null,null,null,null,null,null,null,null,null,null,null,"Type de\npénétration",null,null,null,null,"Quantité",null,null,null,"Coefficient Ӽ\n(W / m · K)",null,null,null,null,null,null,null,null,null,null,null,null,null,null,null,null,null,null,null,null,null,null,null,null,null,null,null,null,null," Σ Flux (W / K)",null,null,null,null,{"$f":"SUM(BL39:BL58)","v":0},null,null,null,null,null," Σ Flux (W / K)",null,null,null,null,{"$f":"SUM(BW39:BW58)","v":0}]
[null,null,null,null,null,null,null,null,null,null,null,null,null,null,null,null,null,null,null,null,null,null,null,null,null,null,null,null,null,null,null,null,null,"Conformité aux\nexigences prescriptives",null,null,null,null,null,null," Ӽ\ngénérique",null,null,null,null,null," Ӽ\nspécifique",null,null,null,null,null,"Référence",null,null,null,null,null,null,null,null,null,null,"Flux thermique\n(W / K)",null,null,null,null,"Pourcentage\n(%)",null,null,null,null,null,"Flux thermique\n(W / K)",null,null,null,null,"Pourcentage\n(%)"]
[null,1,null,null,null,null,null,null,null,null,null,null,null,null,null,null,null,null,null,null,null,null,null,null,null,null,null,null,null,null,null,null,null,null,null,null,null,null,null,null,{"$f":"IF(AND(Y39<>\"\",AH39=\"Oui\"),VLOOKUP(Y39,Tableau_Pénétration_Ponctuelle,2,0),IF(AND(Y39<>\"\",AH39=\"Non\"),VLOOKUP(Y39,Tableau_Pénétration_Ponctuelle,3,0),\"\"))","v":""},null,null,null,null,null,null,null,null,null,null,null,null,null,null,null,null,null,null,null,null,null,null,{"$f":"IF(AND(Y39<>\"\",AD39<>\"\",AH39<>\"\"),IF(AO39<>\"\",AD39*AO39,IF(AU39<>\"\",AD39*AU39,\"\")),0)","v":0},null,null,null,null,{"$f":"IFERROR(BL39/$AN$5,0)","v":0},null,null,null,null,null,{"$f":"IF(AND(Y39<>\"\",AD39<>\"\"),AD39*VLOOKUP(Y39,Tableau_Pénétration_Ponctuelle,2,0),0)","v":0},null,null,null,null,{"$f":"IFERROR(BW39/$BW$5,0)","v":0}]
[null,2,null,null,null,null,null,null,null,null,null,null,null,null,null,null,null,null,null,null,null,null,null,null,null,null,null,null,null,null,null,null,null,null,null,null,null,null,null,null,"",null,null,null,null,null,null,null,null,null,null,null,null,null,null,null,null,null,null,null,null,null,null,0,null,null,null,null,0,null,null,null,null,null,0,null,null,null,null,0]
[null,3,null,null,null,null,null,null,null,null,null,null,null,null,null,null,null,null,null,null,null,null,null,null,null,null,null,null,null,null,null,null,null,null,null,null,null,null,null,null,"",null,null,null,null,null,null,null,null,null,null,null,null,null,null,null,null,null,null,null,null,null,null,0,null,null,null,null,0,null,null,null,null,null,0,null,null,null,null,0]
[null,4,null,null,null,null,null,null,null,null,null,null,null,null,null,null,null,null,null,null,null,null,null,null,null,null,null,null,null,null,null,null,null,null,null,null,null,null,null,null,"",null,null,null,null,null,null,null,null,null,null,null,null,null,null,null,null,null,null,null,null,null,null,0,null,null,null,null,0,null,null,null,null,null,0,null,null,null,null,0]
[null,5,null,null,null,null,null,null,null,null,null,null,null,null,null,null,null,null,null,null,null,null,null,null,null,null,null,null,null,null,null,null,null,null,null,null,null,null,null,null,"",null,null,null,null,null,null,null,null,null,null,null,null,null,null,null,null,null,null,null,null,null,null,0,null,null,null,null,0,null,null,null,null,null,0,null,null,null,null,0]
[null,6,null,null,null,null,null,null,null,null,null,null,null,null,null,null,null,null,null,null,null,null,null,null,null,null,null,null,null,null,null,null,null,null,null,null,null,null,null,null,"",null,null,null,null,null,null,null,null,null,null,null,null,null,null,null,null,null,null,null,null,null,null,0,null,null,null,null,0,null,null,null,null,null,0,null,null,null,null,0]
[null,7,null,null,null,null,null,null,null,null,null,null,null,null,null,null,null,null,null,null,null,null,null,null,null,null,null,null,null,null,null,null,null,null,null,null,null,null,null,null,"",null,null,null,null,null,null,null,null,null,null,null,null,null,null,null,null,null,null,null,null,null,null,0,null,null,null,null,0,null,null,null,null,null,0,null,null,null,null,0]
[null,8,null,null,null,null,null,null,null,null,null,null,null,null,null,null,null,null,null,null,null,null,null,null,null,null,null,null,null,null,null,null,null,null,null,null,null,null,null,null,"",null,null,null,null,null,null,null,null,null,null,null,null,null,null,null,null,null,null,null,null,null,null,0,null,null,null,null,0,null,null,null,null,null,0,null,null,null,null,0]
[null,9,null,null,null,null,null,null,null,null,null,null,null,null,null,null,null,null,null,null,null,null,null,null,null,null,null,null,null,null,null,null,null,null,null,null,null,null,null,null,"",null,null,null,null,null,null,null,null,null,null,null,null,null,null,null,null,null,null,null,null,null,null,0,null,null,null,null,0,null,null,null,null,null,0,null,null,null,null,0]
[null,10,null,null,null,null,null,null,null,null,null,null,null,null,null,null,null,null,null,null,null,null,null,null,null,null,null,null,null,null,null,null,null,null,null,null,null,null,null,null,"",null,null,null,null,null,null,null,null,null,null,null,null,null,null,null,null,null,null,null,null,null,null,0,null,null,null,null,0,null,null,null,null,null,0,null,null,null,null,0]
[null,11,null,null,null,null,null,null,null,null,null,null,null,null,null,null,null,null,null,null,null,null,null,null,null,null,null,null,null,null,null,null,null,null,null,null,null,null,null,null,"",null,null,null,null,null,null,null,null,null,null,null,null,null,null,null,null,null,null,null,null,null,null,0,null,null,null,null,0,null,null,null,null,null,0,null,null,null,null,0]
[null,12,null,null,null,null,null,null,null,null,null,null,null,null,null,null,null,null,null,null,null,null,null,null,null,null,null,null,null,null,null,null,null,null,null,null,null,null,null,null,"",null,null,null,null,null,null,null,null,null,null,null,null,null,null,null,null,null,null,null,null,null,null,0,null,null,null,null,0,null,null,null,null,null,0,null,null,null,null,0]
[null,13,null,null,null,null,null,null,null,null,null,null,null,null,null,null,null,null,null,null,null,null,null,null,null,null,null,null,null,null,null,null,null,null,null,null,null,null,null,null,"",null,null,null,null,null,null,null,null,null,null,null,null,null,null,null,null,null,null,null,null,null,null,0,null,null,null,null,0,null,null,null,null,null,0,null,null,null,null,0]
[null,14,null,null,null,null,null,null,null,null,null,null,null,null,null,null,null,null,null,null,null,null,null,null,null,null,null,null,null,null,null,null,null,null,null,null,null,null,null,null,"",null,null,null,null,null,null,null,null,null,null,null,null,null,null,null,null,null,null,null,null,null,null,0,null,null,null,null,0,null,null,null,null,null,0,null,null,null,null,0]
[null,15,null,null,null,null,null,null,null,null,null,null,null,null,null,null,null,null,null,null,null,null,null,null,null,null,null,null,null,null,null,null,null,null,null,null,null,null,null,null,"",null,null,null,null,null,null,null,null,null,null,null,null,null,null,null,null,null,null,null,null,null,null,0,null,null,null,null,0,null,null,null,null,null,0,null,null,null,null,0]
[null,16,null,null,null,null,null,null,null,null,null,null,null,null,null,null,null,null,null,null,null,null,null,null,null,null,null,null,null,null,null,null,null,null,null,null,null,null,null,null,"",null,null,null,null,null,null,null,null,null,null,null,null,null,null,null,null,null,null,null,null,null,null,0,null,null,null,null,0,null,null,null,null,null,0,null,null,null,null,0]
[null,17,null,null,null,null,null,null,null,null,null,null,null,null,null,null,null,null,null,null,null,null,null,null,null,null,null,null,null,null,null,null,null,null,null,null,null,null,null,null,"",null,null,null,null,null,null,null,null,null,null,null,null,null,null,null,null,null,null,null,null,null,null,0,null,null,null,null,0,null,null,null,null,null,0,null,null,null,null,0]
[null,18,null,null,null,null,null,null,null,null,null,null,null,null,null,null,null,null,null,null,null,null,null,null,null,null,null,null,null,null,null,null,null,null,null,null,null,null,null,null,"",null,null,null,null,null,null,null,null,null,null,null,null,null,null,null,null,null,null,null,null,null,null,0,null,null,null,null,0,null,null,null,null,null,0,null,null,null,null,0]
[null,19,null,null,null,null,null,null,null,null,null,null,null,null,null,null,null,null,null,null,null,null,null,null,null,null,null,null,null,null,null,null,null,null,null,null,null,null,null,null,"",null,null,null,null,null,null,null,null,null,null,null,null,null,null,null,null,null,null,null,null,null,null,0,null,null,null,null,0,null,null,null,null,null,0,null,null,null,null,0]
[null,20,null,null,null,null,null,null,null,null,null,null,null,null,null,null,null,null,null,null,null,null,null,null,null,null,null,null,null,null,null,null,null,null,null,null,null,null,null,null,{"$f":"IF(AND(Y58<>\"\",AH58=\"Oui\"),VLOOKUP(Y58,Tableau_Pénétration_Ponctuelle,2,0),IF(AND(Y58<>\"\",AH58=\"Non\"),VLOOKUP(Y58,Tableau_Pénétration_Ponctuelle,3,0),\"\"))","v":""},null,null,null,null,null,null,null,null,null,null,null,null,null,null,null,null,null,null,null,null,null,null,{"$f":"IF(AND(Y58<>\"\",AD58<>\"\",AH58<>\"\"),IF(AO58<>\"\",AD58*AO58,IF(AU58<>\"\",AD58*AU58,\"\")),0)","v":0},null,null,null,null,{"$f":"IFERROR(BL58/$AN$5,0)","v":0},null,null,null,null,null,{"$f":"IF(AND(Y58<>\"\",AD58<>\"\"),AD58*VLOOKUP(Y58,Tableau_Pénétration_Ponctuelle,2,0),0)","v":0},null,null,null,null,{"$f":"IFERROR(BW58/$BW$5,0)","v":0}]

{"sheet":"2","index":3,"n_rows":58,"n_cols":80,"rows_kept":58,"cut":false,"hidden":false,"merged":[[57,46,57,51],[57,52,57,61],[57,63,57,67],[57,68,57,72],[57,74,57,78],[57,79,57,83],[57,1,57,2],[57,3,57,23],[57,24,57,28],[57,29,57,32],[57,33,57,39],[57,40,57,45],[56,46,56,51],[56,52,56,61],[56,63,56,67],[56,68,56,72],[56,74,56,78],[56,79,56,83],[56,1,56,2],[56,3,56,23],[56,24,56,28],[56,29,56,32],[56,33,56,39],[56,40,56,45],[55,46,55,51],[55,52,55,61],[55,63,55,67],[55,68,55,72],[55,74,55,78],[55,79,55,83],[55,1,55,2],[55,3,55,23],[55,24,55,28],[55,29,55,32],[55,33,55,39],[55,40,55,45],[54,46,54,51],[54,52,54,61],[54,63,54,67],[54,68,54,72],[54,74,54,78],[54,79,54,83],[54,1,54,2],[54,3,54,23],[54,24,54,28],[54,29,54,32],[54,33,54,39],[54,40,54,45],[53,46,53,51],[53,52,53,61],[53,63,53,67],[53,68,53,72],[53,74,53,78],[53,79,53,83],[53,1,53,2],[53,3,53,23],[53,24,53,28],[53,29,53,32],[53,33,53,39],[53,40,53,45],[52,46,52,51],[52,52,52,61],[52,63,52,67],[52,68,52,72],[52,74,52,78],[52,79,52,83],[52,1,52,2],[52,3,52,23],[52,24,52,28],[52,29,52,32],[52,33,52,39],[52,40,52,45],[51,46,51,51],[51,52,51,61],[51,63,51,67],[51,68,51,72],[51,74,51,78],[51,79,51,83],[51,1,51,2],[51,3,51,23],[51,24,51,28],[51,29,51,32],[51,33,51,39],[51,40,51,45],[50,46,50,51],[50,52,50,61],[50,63,50,67],[50,68,50,72],[50,74,50,78],[50,79,50,83],[50,1,50,2],[50,3,50,23],[50,24,50,28],[50,29,50,32],[50,33,50,39],[50,40,50,45],[49,46,49,51],[49,52,49,61],[49,63,49,67],[49,68,49,72],[49,74,49,78],[49,79,49,83],[49,1,49,2],[49,3,49,23],[49,24,49,28],[49,29,49,32],[49,33,49,39],[49,40,49,45],[48,46,48,51],[48,52,48,61],[48,63,48,67],[48,68,48,72],[48,74,48,78],[48,79,48,83],[48,1,48,2],[48,3,48,23],[48,24,48,28],[48,29,48,32],[48,33,48,39],[48,40,48,45],[47,46,47,51],[47,52,47,61],[47,63,47,67],[47,68,47,72],[47,74,47,78],[47,79,47,83],[47,1,47,2],[47,3,47,23],[47,24,47,28],[47,29,47,32],[47,33,47,39],[47,40,47,45],[46,46,46,51],[46,52,46,61],[46,63,46,67],[46,68,46,72],[46,74,46,78],[46,79,46,83],[46,1,46,2],[46,3,46,23],[46,24,46,28],[46,29,46,32],[46,33,46,39],[46,40,46,45],[45,46,45,51],[45,52,45,61],[45,63,45,67],[45,68,45,72],[45,74,45,78],[45,79,45,83],[45,1,45,2],[45,3,45,23],[45,24,45,28],[45,29,45,32],[45,33,45,39],[45,40,45,45],[44,46,44,51],[44,52,44,61],[44,63,44,67],[44,68,44,72],[44,74,44,78],[44,79,44,83],[44,1,44,2],[44,3,44,23],[44,24,44,28],[44,29,44,32],[44,33,44,39],[44,40,44,45],[43,46,43,51],[43,52,43,61],[43,63,43,67],[43,68,43,72],[43,74,43,78],[43,79,43,83],[43,1,43,2],[43,3,43,23],[43,24,43,28],[43,29,43,32],[43,33,43,39],[43,40,43,45],[42,46,42,51],[42,52,42,61],[42,63,42,67],[42,68,42,72],[42,74,42,78],[42,79,42,83],[42,1,42,2],[42,3,42,23],[42,24,42,28],[42,29,42,32],[42,33,42,39],[42,40,42,45],[41,46,41,51],[41,52,41,61],[41,63,41,67],[41,68,41,72],[41,74,41,78],[41,79,41,83],[41,1,41,2],[41,3,41,23],[41,24,41,28],[41,29,41,32],[41,33,41,39],[41,40,41,45],[39,1,39,2],[39,3,39,23],[39,24,39,28],[39,29,39,32],[39,33,39,39],[39,40,39,45],[39,46,39,51],[39,52,39,61],[39,63,39,67],[40,46,40,51],[40,52,40,61],[40,63,40,67],[40,68,40,72],[40,74,40,78],[40,79,40,83],[40,1,40,2],[40,3,40,23],[40,24,40,28],[40,29,40,32],[40,33,40,39],[40,40,40,45],[38,1,38,2],[38,3,38,23],[38,24,38,28],[38,29,38,32],[38,33,38,39],[38,40,38,45],[38,46,38,51],[38,52,38,61],[38,74,38,78],[35,1,35,61],[35,63,35,72],[35,74,35,83],[36,1,37,2],[36,3,37,23],[36,24,37,28],[36,29,37,32],[36,33,36,61],[36,79,36,83],[37,33,37,39],[37,40,37,45],[37,46,37,51],[37,52,37,61],[37,63,37,67],[37,68,37,72],[37,74,37,78],[37,79,37,83],[33,63,33,67],[33,68,33,72],[36,63,36,67],[36,68,36,72],[36,74,36,78],[39,74,39,78],[39,79,39,83],[38,63,38,67],[38,68,38,72],[38,79,38,83],[39,68,39,72],[32,52,32,61],[32,63,32,67],[32,68,32,72],[32,74,32,78],[32,79,32,83],[33,1,33,2],[33,3,33,23],[33,24,33,28],[33,29,33,32],[33,33,33,38],[33,74,33,78],[33,79,33,83],[32,1,32,2],[32,3,32,23],[32,24,32,28],[32,29,32,32],[32,33,32,38],[32,39,32,42],[32,43,32,46],[32,47,32,51],[33,39,33,42],[33,43,33,46],[33,47,33,51],[33,52,33,61],[31,39,31,42],[31,43,31,46],[31,47,31,51],[30,52,30,61],[30,63,30,67],[30,68,30,72],[30,74,30,78],[30,79,30,83],[31,1,31,2],[31,3,31,23],[31,24,31,28],[31,29,31,32],[31,33,31,38],[31,74,31,78],[31,79,31,83],[31,52,31,61],[31,63,31,67],[31,68,31,72],[30,1,30,2],[30,3,30,23],[30,24,30,28],[30,29,30,32],[30,33,30,38],[30,39,30,42],[30,43,30,46],[30,47,30,51],[29,39,29,42],[29,43,29,46],[29,47,29,51],[28,52,28,61],[28,63,28,67],[28,68,28,72],[28,74,28,78],[28,79,28,83],[29,1,29,2],[29,3,29,23],[29,24,29,28],[29,29,29,32],[29,33,29,38],[29,74,29,78],[29,79,29,83],[29,52,29,61],[29,63,29,67],[29,68,29,72],[28,1,28,2],[28,3,28,23],[28,24,28,28],[28,29,28,32],[28,33,28,38],[28,39,28,42],[28,43,28,46],[28,47,28,51],[27,39,27,42],[27,43,27,46],[27,47,27,51],[26,52,26,61],[26,63,26,67],[26,68,26,72],[26,74,26,78],[26,79,26,83],[27,1,27,2],[27,3,27,23],[27,24,27,28],[27,29,27,32],[27,33,27,38],[27,74,27,78],[27,79,27,83],[27,52,27,61],[27,63,27,67],[27,68,27,72],[26,1,26,2],[26,3,26,23],[26,24,26,28],[26,29,26,32],[26,33,26,38],[26,39,26,42],[26,43,26,46],[26,47,26,51],[25,39,25,42],[25,43,25,46],[25,47,25,51],[24,52,24,61],[24,63,24,67],[24,68,24,72],[24,74,24,78],[24,79,24,83],[25,1,25,2],[25,3,25,23],[25,24,25,28],[25,29,25,32],[25,33,25,38],[25,74,25,78],[25,79,25,83],[25,52,25,61],[25,63,25,67],[25,68,25,72],[24,1,24,2],[24,3,24,23],[24,24,24,28],[24,29,24,32],[24,33,24,38],[24,39,24,42],[24,43,24,46],[24,47,24,51],[23,39,23,42],[23,43,23,46],[23,47,23,51],[22,52,22,61],[22,63,22,67],[22,68,22,72],[22,74,22,78],[22,79,22,83],[23,1,23,2],[23,3,23,23],[23,24,23,28],[23,29,23,32],[23,33,23,38],[23,74,23,78],[23,79,23,83],[23,52,23,61],[23,63,23,67],[23,68,23,72],[22,1,22,2],[22,3,22,23],[22,24,22,28],[22,29,22,32],[22,33,22,38],[22,39,22,42],[22,43,22,46],[22,47,22,51],[21,39,21,42],[21,43,21,46],[21,47,21,51],[20,52,20,61],[20,63,20,67],[20,68,20,72],[20,74,20,78],[20,79,20,83],[21,1,21,2],[21,3,21,23],[21,24,21,28],[21,29,21,32],[21,33,21,38],[21,74,21,78],[21,79,21,83],[21,52,21,61],[21,63,21,67],[21,68,21,72],[20,1,20,2],[20,3,20,23],[20,24,20,28],[20,29,20,32],[20,33,20,38],[20,39,20,42],[20,43,20,46],[20,47,20,51],[19,39,19,42],[19,43,19,46],[19,47,19,51],[18,52,18,61],[18,63,18,67],[18,68,18,72],[18,74,18,78],[18,79,18,83],[19,1,19,2],[19,3,19,23],[19,24,19,28],[19,29,19,32],[19,33,19,38],[19,74,19,78],[19,79,19,83],[19,52,19,61],[19,63,19,67],[19,68,19,72],[18,1,18,2],[18,3,18,23],[18,24,18,28],[18,29,18,32],[18,33,18,38],[18,39,18,42],[18,43,18,46],[18,47,18,51],[17,39,17,42],[17,43,17,46],[17,47,17,51],[16,52,16,61],[16,63,16,67],[16,68,16,72],[16,74,16,78],[16,79,16,83],[17,1,17,2],[17,3,17,23],[17,24,17,28],[17,29,17,32],[17,33,17,38],[17,74,17,78],[17,79,17,83],[17,52,17,61],[17,63,17,67],[17,68,17,72],[16,1,16,2],[16,3,16,23],[16,24,16,28],[16,29,16,32],[16,33,16,38],[16,39,16,42],[16,43,16,46],[16,47,16,51],[15,39,15,42],[15,43,15,46],[15,47,15,51],[14,63,14,67],[14,68,14,72],[14,74,14,78],[14,79,14,83],[15,1,15,2],[15,3,15,23],[15,24,15,28],[15,29,15,32],[15,33,15,38],[15,74,15,78],[15,79,15,83],[15,52,15,61],[15,63,15,67],[15,68,15,72],[14,1,14,2],[14,3,14,23],[14,24,14,28],[14,29,14,32],[14,33,14,38],[14,39,14,42],[14,43,14,46],[14,47,14,51],[14,52,14,61],[11,1,11,61],[11,63,11,72],[11,74,11,83],[12,1,13,2],[12,3,13,23],[12,24,13,28],[12,29,13,32],[12,33,12,61],[12,63,12,67],[12,68,12,72],[12,74,12,78],[12,79,12,83],[13,33,13,38],[13,39,13,42],[13,43,13,46],[13,47,13,51],[13,52,13,61],[13,63,13,67],[13,68,13,72],[13,74,13,78],[13,79,13,83],[9,1,9,33],[9,34,9,39],[9,40,9,45],[9,46,9,51],[9,52,9,61],[9,63,9,67],[9,68,9,72],[9,74,9,78],[9,79,9,83],[7,1,7,61],[7,63,7,72],[7,74,7,83],[8,1,8,33],[8,34,8,39],[8,40,8,45],[8,46,8,51],[8,52,8,61],[8,63,8,67],[8,68,8,72],[8,74,8,78],[8,79,8,83],[4,49,5,63],[4,64,4,73],[4,74,4,83],[5,29,5,38],[5,39,5,48],[5,64,5,73],[5,74,5,83],[1,1,1,10],[1,11,1,44],[1,45,1,65],[1,66,1,75],[1,76,1,83],[3,1,5,12],[3,14,3,83],[4,14,5,28],[4,29,4,38],[4,39,4,48]]}
[]
[null,null,null,null,null,null,null,null,null,null,null,"Calcul de la dépréciation de la résistance thermique effective ",null,null,null,null,null,null,null,null,null,null,null,null,null,null,null,null,null,null,null,null,null,null,null,null,null,null,null,null,null,null,null,null,null,"Ensemble opaque hors sol",null,null,null,null,null,null,null,null,null,null,null,null,null,null,null,null,null,null,null,null,2,null,null,null,null,null,null,null,null,null,{"$f":"Version","v":"Version R01"}]
[]
[null,"Résultats →",null,null,null,null,null,null,null,null,null,null,null,null,"Flux thermique total et Résistance thermique effective dépréciée des bâtiments"]
[null,null,null,null,null,null,null,null,null,null,null,null,null,null,"Bâtiment\nPROPOSÉ",null,null,null,null,null,null,null,null,null,null,null,null,null,null," Σ Flux (W / K)",null,null,null,null,null,null,null,null,null,{"$f":"IFERROR(BL10+BQ13+BQ37,0)","v":0},null,null,null,null,null,null,null,null,null,"Bâtiment\nRÉFÉRENCE",null,null,null,null,null,null,null,null,null,null,null,null,null,null," Σ Flux (W / K)",null,null,null,null,null,null,null,null,null,{"$f":"IFERROR(BW10+CB13+CB37,0)","v":0}]
[null,null,null,null,null,null,null,null,null,null,null,null,null,null,null,null,null,null,null,null,null,null,null,null,null,null,null,null,null,"RSIED (m² · K / W)",null,null,null,null,null,null,null,null,null,{"$f":"IFERROR($AO$10/AN5,0)","v":0},null,null,null,null,null,null,null,null,null,null,null,null,null,null,null,null,null,null,null,null,null,null,null,null,"RSIED (m² · K / W)",null,null,null,null,null,null,null,null,null,{"$f":"IFERROR($AO$10/BW5,0)","v":0}]
[]
[null,"1 - Ensemble opaque hors sol",null,null,null,null,null,null,null,null,null,null,null,null,null,null,null,null,null,null,null,null,null,null,null,null,null,null,null,null,null,null,null,null,null,null,null,null,null,null,null,null,null,null,null,null,null,null,null,null,null,null,null,null,null,null,null,null,null,null,null,null,null,"Bâtiment PROPOSÉ",null,null,null,null,null,null,null,null,null,null,"Bâtiment RÉFÉRENCE"]
[null,"Nom de l'ensemble opaque hors sol",null,null,null,null,null,null,null,null,null,null,null,null,null,null,null,null,null,null,null,null,null,null,null,null,null,null,null,null,null,null,null,null,"Type\nd'ensemble",null,null,null,null,null,"Aire\n(m2)",null,null,null,null,null,"RSIE\n(m² · K / W)",null,null,null,null,null,"Référence",null,null,null,null,null,null,null,null,null,null,"Flux thermique\n(W / K)",null,null,null,null,"Pourcentage\n(%)",null,null,null,null,null,"Flux thermique\n(W / K)",null,null,null,null,"Pourcentage\n(%)"]
[null,{"$f":"INDEX(Vecteur_Nom_Ensemble_Opaque,BO2)","v":0},null,null,null,null,null,null,null,null,null,null,null,null,null,null,null,null,null,null,null,null,null,null,null,null,null,null,null,null,null,null,null,null,{"$f":"INDEX(Vecteur_Type_Ensemble,BO2)","v":0},null,null,null,null,null,{"$f":"INDEX(Vecteur_Aire_Ensemble,BO2)","v":0},null,null,null,null,null,{"$f":"INDEX(Vecteur_Résistance_Thermique_Effective_Proposé,BO2)","v":0},null,null,null,null,null,null,null,null,null,null,null,null,null,null,null,null,{"$f":"IFERROR(AO10/AU10,0)","v":0},null,null,null,null,{"$f":"IFERROR(BL10/$AN$5,0)","v":0},null,null,null,null,null,{"$f":"IFERROR(AO10/INDEX(Vecteur_Résistance_Thermique_Effective_Référence,BO2),0)","v":0},null,null,null,null,{"$f":"IFERROR(BW10/$BW$5,0)","v":0}]
[]
[null,"2 - Jonctions linéaires",null,null,null,null,null,null,null,null,null,null,null,null,null,null,null,null,null,null,null,null,null,null,null,null,null,null,null,null,null,null,null,null,null,null,null,null,null,null,null,null,null,null,null,null,null,null,null,null,null,null,null,null,null,null,null,null,null,null,null,null,null,"Bâtiment PROPOSÉ",null,null,null,null,null,null,null,null,null,null,"Bâtiment RÉFÉRENCE"]
[null,"Item",null,"Nom de la jonction linéraire",null,null,null,null,null,null,null,null,null,null,null,null,null,null,null,null,null,null,null,null,"Type de\njonction",null,null,null,null,"Longueur\n(m)",null,null,null,"Coefficient Ψ\n(W / m · K)",null,null,null,null,null,null,null,null,null,null,null,null,null,null,null,null,null,null,null,null,null,null,null,null,null,null,null,null,null," Σ Flux (W / K)",null,null,null,null,{"$f":"SUM(BL15:BL34)","v":0},null,null,null,null,null," Σ Flux (W / K)",null,null,null,null,{"$f":"SUM(BW15:BW34)","v":0}]
[null,null,null,null,null,null,null,null,null,null,null,null,null,null,null,null,null,null,null,null,null,null,null,null,null,null,null,null,null,null,null,null,null,"Conformité aux\nexigences prescriptives",null,null,null,null,null," Ψ\ngénérique",null,null,null," Ψ\nspécifique",null,null,null,"Pourcentage\nappliqué (%)",null,null,null,null,"Référence",null,null,null,null,null,null,null,null,null,null,"Flux thermique\n(W / K)",null,null,null,null,"Pourcentage\n(%)",null,null,null,null,null,"Flux thermique\n(W / K)",null,null,null,null,"Pourcentage\n(%)"]
[null,1,null,null,null,null,null,null,null,null,null,null,null,null,null,null,null,null,null,null,null,null,null,null,null,null,null,null,null,null,null,null,null,null,null,null,null,null,null,{"$f":"IF(AND(Y15<>\"\",AH15=\"Oui\"),VLOOKUP(Y15,Tableau_Coefficients_Linéaires,2,0),IF(AND(Y15<>\"\",AH15=\"Non\"),VLOOKUP(Y15,Tableau_Coefficients_Linéaires,3,0),\"\"))","v":""},null,null,null,null,null,null,null,null,null,null,null,null,null,null,null,null,null,null,null,null,null,null,null,{"$f":"IF(AND(Y15<>\"\",AD15<>\"\",AH15<>\"\"),IF(AND(AN15<>\"\",AV15<>\"\"),AD15*AN15*AV15/100,IF(AND(AR15<>\"\",AV15<>\"\"),AD15*AR15*AV15/100,\"\")),0)","v":0},null,null,null,null,{"$f":"IFERROR(BL15/$AN$5,0)","v":0},null,null,null,null,null,{"$f":"IF(AND(Y15<>\"\",AD15<>\"\"),AD15*VLOOKUP(Y15,Tableau_Coefficients_Linéaires,2,0)*AV15/100,0)","v":0},null,null,null,null,{"$f":"IFERROR(BW15/$BW$5,0)","v":0}]
[null,2,null,null,null,null,null,null,null,null,null,null,null,null,null,null,null,null,null,null,null,null,null,null,null,null,null,null,null,null,null,null,null,null,null,null,null,null,null,"",null,null,null,null,null,null,null,null,null,null,null,null,null,null,null,null,null,null,null,null,null,null,null,0,null,null,null,null,0,null,null,null,null,null,0,null,null,null,null,0]
[null,3,null,null,null,null,null,null,null,null,null,null,null,null,null,null,null,null,null,null,null,null,null,null,null,null,null,null,null,null,null,null,null,null,null,null,null,null,null,"",null,null,null,null,null,null,null,null,null,null,null,null,null,null,null,null,null,null,null,null,null,null,null,0,null,null,null,null,0,null,null,null,null,null,0,null,null,null,null,0]
[null,4,null,null,null,null,null,null,null,null,null,null,null,null,null,null,null,null,null,null,null,null,null,null,null,null,null,null,null,null,null,null,null,null,null,null,null,null,null,"",null,null,null,null,null,null,null,null,null,null,null,null,null,null,null,null,null,null,null,null,null,null,null,0,null,null,null,null,0,null,null,null,null,null,0,null,null,null,null,0]
[null,5,null,null,null,null,null,null,null,null,null,null,null,null,null,null,null,null,null,null,null,null,null,null,null,null,null,null,null,null,null,null,null,null,null,null,null,null,null,"",null,null,null,null,null,null,null,null,null,null,null,null,null,null,null,null,null,null,null,null,null,null,null,0,null,null,null,null,0,null,null,null,null,null,0,null,null,null,null,0]
[null,6,null,null,null,null,null,null,null,null,null,null,null,null,null,null,null,null,null,null,null,null,null,null,null,null,null,null,null,null,null,null,null,null,null,null,null,null,null,"",null,null,null,null,null,null,null,null,null,null,null,null,null,null,null,null,null,null,null,null,null,null,null,0,null,null,null,null,0,null,null,null,null,null,0,null,null,null,null,0]
[null,7,null,null,null,null,null,null,null,null,null,null,null,null,null,null,null,null,null,null,null,null,null,null,null,null,null,null,null,null,null,null,null,null,null,null,null,null,null,"",null,null,null,null,null,null,null,null,null,null,null,null,null,null,null,null,null,null,null,null,null,null,null,0,null,null,null,null,0,null,null,null,null,null,0,null,null,null,null,0]
[null,8,null,null,null,null,null,null,null,null,null,null,null,null,null,null,null,null,null,null,null,null,null,null,null,null,null,null,null,null,null,null,null,null,null,null,null,null,null,"",null,null,null,null,null,null,null,null,null,null,null,null,null,null,null,null,null,null,null,null,null,null,null,0,null,null,null,null,0,null,null,null,null,null,0,null,null,null,null,0]
[null,9,null,null,null,null,null,null,null,null,null,null,null,null,null,null,null,null,null,null,null,null,null,null,null,null,null,null,null,null,null,null,null,null,null,null,null,null,null,"",null,null,null,null,null,null,null,null,null,null,null,null,null,null,null,null,null,null,null,null,null,null,null,0,null,null,null,null,0,null,null,null,null,null,0,null,null,null,null,0]
[null,10,null,null,null,null,null,null,null,null,null,null,null,null,null,null,null,null,null,null,null,null,null,null,null,null,null,null,null,null,null,null,null,null,null,null,null,null,null,"",null,null,null,null,null,null,null,null,null,null,null,null,null,null,null,null,null,null,null,null,null,null,null,0,null,null,null,null,0,null,null,null,null,null,0,null,null,null,null,0]
[null,11,null,null,null,null,null,null,null,null,null,null,null,null,null,null,null,null,null,null,null,null,null,null,null,null,null,null,null,null,null,null,null,null,null,null,null,null,null,"",null,null,null,null,null,null,null,null,null,null,null,null,null,null,null,null,null,null,null,null,null,null,null,0,null,null,null,null,0,null,null,null,null,null,0,null,null,null,null,0]
[null,12,null,null,null,null,null,null,null,null,null,null,null,null,null,null,null,null,null,null,null,null,null,null,null,null,null,null,null,null,null,null,null,null,null,null,null,null,null,"",null,null,null,null,null,null,null,null,null,null,null,null,null,null,null,null,null,null,null,null,null,null,null,0,null,null,null,null,0,null,null,null,null,null,0,null,null,null,null,0]
[null,13,null,null,null,null,null,null,null,null,null,null,null,null,null,null,null,null,null,null,null,null,null,null,null,null,null,null,null,null,null,null,null,null,null,null,null,null,null,"",null,null,null,null,null,null,null,null,null,null,null,null,null,null,null,null,null,null,null,null,null,null,null,0,null,null,null,null,0,null,null,null,null,null,0,null,null,null,null,0]
[null,14,null,null,null,null,null,null,null,null,null,null,null,null,null,null,null,null,null,null,null,null,null,null,null,null,null,null,null,null,null,null,null,null,null,null,null,null,null,"",null,null,null,null,null,null,null,null,null,null,null,null,null,null,null,null,null,null,null,null,null,null,null,0,null,null,null,null,0,null,null,null,null,null,0,null,null,null,null,0]
[null,15,null,null,null,null,null,null,null,null,null,null,null,null,null,null,null,null,null,null,null,null,null,null,null,null,null,null,null,null,null,null,null,null,null,null,null,null,null,"",null,null,null,null,null,null,null,null,null,null,null,null,null,null,null,null,null,null,null,null,null,null,null,0,null,null,null,null,0,null,null,null,null,null,0,null,null,null,null,0]
[null,16,null,null,null,null,null,null,null,null,null,null,null,null,null,null,null,null,null,null,null,null,null,null,null,null,null,null,null,null,null,null,null,null,null,null,null,null,null,"",null,null,null,null,null,null,null,null,null,null,null,null,null,null,null,null,null,null,null,null,null,null,null,0,null,null,null,null,0,null,null,null,null,null,0,null,null,null,null,0]
[null,17,null,null,null,null,null,null,null,null,null,null,null,null,null,null,null,null,null,null,null,null,null,null,null,null,null,null,null,null,null,null,null,null,null,null,null,null,null,"",null,null,null,null,null,null,null,null,null,null,null,null,null,null,null,null,null,null,null,null,null,null,null,0,null,null,null,null,0,null,null,null,null,null,0,null,null,null,null,0]
[null,18,null,null,null,null,null,null,null,null,null,null,null,null,null,null,null,null,null,null,null,null,null,null,null,null,null,null,null,null,null,null,null,null,null,null,null,null,null,"",null,null,null,null,null,null,null,null,null,null,null,null,null,null,null,null,null,null,null,null,null,null,null,0,null,null,null,null,0,null,null,null,null,null,0,null,null,null,null,0]
[null,19,null,null,null,null,null,null,null,null,null,null,null,null,null,null,null,null,null,null,null,null,null,null,null,null,null,null,null,null,null,null,null,null,null,null,null,null,null,"",null,null,null,null,null,null,null,null,null,null,null,null,null,null,null,null,null,null,null,null,null,null,null,0,null,null,null,null,0,null,null,null,null,null,0,null,null,null,null,0]
[null,20,null,null,null,null,null,null,null,null,null,null,null,null,null,null,null,null,null,null,null,null,null,null,null,null,null,null,null,null,null,null,null,null,null,null,null,null,null,"",null,null,null,null,null,null,null,null,null,null,null,null,null,null,null,null,null,null,null,null,null,null,null,0,null,null,null,null,0,null,null,null,null,null,0,null,null,null,null,0]
[]
[null,"3 - Pénétrations ponctuelles",null,null,null,null,null,null,null,null,null,null,null,null,null,null,null,null,null,null,null,null,null,null,null,null,null,null,null,null,null,null,null,null,null,null,null,null,null,null,null,null,null,null,null,null,null,null,null,null,null,null,null,null,null,null,null,null,null,null,null,null,null,"Bâtiment PROPOSÉ",null,null,null,null,null,null,null,null,null,null,"Bâtiment RÉFÉRENCE"]
[null,"Item",null,"Nom de la pénétration ponctuelle",null,null,null,null,null,null,null,null,null,null,null,null,null,null,null,null,null,null,null,null,"Type de\npénétration",null,null,null,null,"Quantité",null,null,null,"Coefficient Ӽ\n(W / m · K)",null,null,null,null,null,null,null,null,null,null,null,null,null,null,null,null,null,null,null,null,null,null,null,null,null,null,null,null,null," Σ Flux (W / K)",null,null,null,null,{"$f":"SUM(BL39:BL58)","v":0},null,null,null,null,null," Σ Flux (W / K)",null,null,null,null,{"$f":"SUM(BW39:BW58)","v":0}]
[null,null,null,null,null,null,null,null,null,null,null,null,null,null,null,null,null,null,null,null,null,null,null,null,null,null,null,null,null,null,null,null,null,"Conformité aux\nexigences prescriptives",null,null,null,null,null,null," Ӽ\ngénérique",null,null,null,null,null," Ӽ\nspécifique",null,null,null,null,null,"Référence",null,null,null,null,null,null,null,null,null,null,"Flux thermique\n(W / K)",null,null,null,null,"Pourcentage\n(%)",null,null,null,null,null,"Flux thermique\n(W / K)",null,null,null,null,"Pourcentage\n(%)"]
[null,1,null,null,null,null,null,null,null,null,null,null,null,null,null,null,null,null,null,null,null,null,null,null,null,null,null,null,null,null,null,null,null,null,null,null,null,null,null,null,{"$f":"IF(AND(Y39<>\"\",AH39=\"Oui\"),VLOOKUP(Y39,Tableau_Pénétration_Ponctuelle,2,0),IF(AND(Y39<>\"\",AH39=\"Non\"),VLOOKUP(Y39,Tableau_Pénétration_Ponctuelle,3,0),\"\"))","v":""},null,null,null,null,null,null,null,null,null,null,null,null,null,null,null,null,null,null,null,null,null,null,{"$f":"IF(AND(Y39<>\"\",AD39<>\"\",AH39<>\"\"),IF(AO39<>\"\",AD39*AO39,IF(AU39<>\"\",AD39*AU39,\"\")),0)","v":0},null,null,null,null,{"$f":"IFERROR(BL39/$AN$5,0)","v":0},null,null,null,null,null,{"$f":"IF(AND(Y39<>\"\",AD39<>\"\"),AD39*VLOOKUP(Y39,Tableau_Pénétration_Ponctuelle,2,0),0)","v":0},null,null,null,null,{"$f":"IFERROR(BW39/$BW$5,0)","v":0}]
[null,2,null,null,null,null,null,null,null,null,null,null,null,null,null,null,null,null,null,null,null,null,null,null,null,null,null,null,null,null,null,null,null,null,null,null,null,null,null,null,"",null,null,null,null,null,null,null,null,null,null,null,null,null,null,null,null,null,null,null,null,null,null,0,null,null,null,null,0,null,null,null,null,null,0,null,null,null,null,0]
[null,3,null,null,null,null,null,null,null,null,null,null,null,null,null,null,null,null,null,null,null,null,null,null,null,null,null,null,null,null,null,null,null,null,null,null,null,null,null,null,"",null,null,null,null,null,null,null,null,null,null,null,null,null,null,null,null,null,null,null,null,null,null,0,null,null,null,null,0,null,null,null,null,null,0,null,null,null,null,0]
[null,4,null,null,null,null,null,null,null,null,null,null,null,null,null,null,null,null,null,null,null,null,null,null,null,null,null,null,null,null,null,null,null,null,null,null,null,null,null,null,"",null,null,null,null,null,null,null,null,null,null,null,null,null,null,null,null,null,null,null,null,null,null,0,null,null,null,null,0,null,null,null,null,null,0,null,null,null,null,0]
[null,5,null,null,null,null,null,null,null,null,null,null,null,null,null,null,null,null,null,null,null,null,null,null,null,null,null,null,null,null,null,null,null,null,null,null,null,null,null,null,"",null,null,null,null,null,null,null,null,null,null,null,null,null,null,null,null,null,null,null,null,null,null,0,null,null,null,null,0,null,null,null,null,null,0,null,null,null,null,0]
[null,6,null,null,null,null,null,null,null,null,null,null,null,null,null,null,null,null,null,null,null,null,null,null,null,null,null,null,null,null,null,null,null,null,null,null,null,null,null,null,"",null,null,null,null,null,null,null,null,null,null,null,null,null,null,null,null,null,null,null,null,null,null,0,null,null,null,null,0,null,null,null,null,null,0,null,null,null,null,0]
[null,7,null,null,null,null,null,null,null,null,null,null,null,null,null,null,null,null,null,null,null,null,null,null,null,null,null,null,null,null,null,null,null,null,null,null,null,null,null,null,"",null,null,null,null,null,null,null,null,null,null,null,null,null,null,null,null,null,null,null,null,null,null,0,null,null,null,null,0,null,null,null,null,null,0,null,null,null,null,0]
[null,8,null,null,null,null,null,null,null,null,null,null,null,null,null,null,null,null,null,null,null,null,null,null,null,null,null,null,null,null,null,null,null,null,null,null,null,null,null,null,"",null,null,null,null,null,null,null,null,null,null,null,null,null,null,null,null,null,null,null,null,null,null,0,null,null,null,null,0,null,null,null,null,null,0,null,null,null,null,0]
[null,9,null,null,null,null,null,null,null,null,null,null,null,null,null,null,null,null,null,null,null,null,null,null,null,null,null,null,null,null,null,null,null,null,null,null,null,null,null,null,"",null,null,null,null,null,null,null,null,null,null,null,null,null,null,null,null,null,null,null,null,null,null,0,null,null,null,null,0,null,null,null,null,null,0,null,null,null,null,0]
[null,10,null,null,null,null,null,null,null,null,null,null,null,null,null,null,null,null,null,null,null,null,null,null,null,null,null,null,null,null,null,null,null,null,null,null,null,null,null,null,"",null,null,null,null,null,null,null,null,null,null,null,null,null,null,null,null,null,null,null,null,null,null,0,null,null,null,null,0,null,null,null,null,null,0,null,null,null,null,0]
[null,11,null,null,null,null,null,null,null,null,null,null,null,null,null,null,null,null,null,null,null,null,null,null,null,null,null,null,null,null,null,null,null,null,null,null,null,null,null,null,"",null,null,null,null,null,null,null,null,null,null,null,null,null,null,null,null,null,null,null,null,null,null,0,null,null,null,null,0,null,null,null,null,null,0,null,null,null,null,0]
[null,12,null,null,null,null,null,null,null,null,null,null,null,null,null,null,null,null,null,null,null,null,null,null,null,null,null,null,null,null,null,null,null,null,null,null,null,null,null,null,"",null,null,null,null,null,null,null,null,null,null,null,null,null,null,null,null,null,null,null,null,null,null,0,null,null,null,null,0,null,null,null,null,null,0,null,null,null,null,0]
[null,13,null,null,null,null,null,null,null,null,null,null,null,null,null,null,null,null,null,null,null,null,null,null,null,null,null,null,null,null,null,null,null,null,null,null,null,null,null,null,"",null,null,null,null,null,null,null,null,null,null,null,null,null,null,null,null,null,null,null,null,null,null,0,null,null,null,null,0,null,null,null,null,null,0,null,null,null,null,0]
[null,14,null,null,null,null,null,null,null,null,null,null,null,null,null,null,null,null,null,null,null,null,null,null,null,null,null,null,null,null,null,null,null,null,null,null,null,null,null,null,"",null,null,null,null,null,null,null,null,null,null,null,null,null,null,null,null,null,null,null,null,null,null,0,null,null,null,null,0,null,null,null,null,null,0,null,null,null,null,0]
[null,15,null,null,null,null,null,null,null,null,null,null,null,null,null,null,null,null,null,null,null,null,null,null,null,null,null,null,null,null,null,null,null,null,null,null,null,null,null,null,"",null,null,null,null,null,null,null,null,null,null,null,null,null,null,null,null,null,null,null,null,null,null,0,null,null,null,null,0,null,null,null,null,null,0,null,null,null,null,0]
[null,16,null,null,null,null,null,null,null,null,null,null,null,null,null,null,null,null,null,null,null,null,null,null,null,null,null,null,null,null,null,null,null,null,null,null,null,null,null,null,"",null,null,null,null,null,null,null,null,null,null,null,null,null,null,null,null,null,null,null,null,null,null,0,null,null,null,null,0,null,null,null,null,null,0,null,null,null,null,0]
[null,17,null,null,null,null,null,null,null,null,null,null,null,null,null,null,null,null,null,null,null,null,null,null,null,null,null,null,null,null,null,null,null,null,null,null,null,null,null,null,"",null,null,null,null,null,null,null,null,null,null,null,null,null,null,null,null,null,null,null,null,null,null,0,null,null,null,null,0,null,null,null,null,null,0,null,null,null,null,0]
[null,18,null,null,null,null,null,null,null,null,null,null,null,null,null,null,null,null,null,null,null,null,null,null,null,null,null,null,null,null,null,null,null,null,null,null,null,null,null,null,"",null,null,null,null,null,null,null,null,null,null,null,null,null,null,null,null,null,null,null,null,null,null,0,null,null,null,null,0,null,null,null,null,null,0,null,null,null,null,0]
[null,19,null,null,null,null,null,null,null,null,null,null,null,null,null,null,null,null,null,null,null,null,null,null,null,null,null,null,null,null,null,null,null,null,null,null,null,null,null,null,"",null,null,null,null,null,null,null,null,null,null,null,null,null,null,null,null,null,null,null,null,null,null,0,null,null,null,null,0,null,null,null,null,null,0,null,null,null,null,0]
[null,20,null,null,null,null,null,null,null,null,null,null,null,null,null,null,null,null,null,null,null,null,null,null,null,null,null,null,null,null,null,null,null,null,null,null,null,null,null,null,"",null,null,null,null,null,null,null,null,null,null,null,null,null,null,null,null,null,null,null,null,null,null,0,null,null,null,null,0,null,null,null,null,null,0,null,null,null,null,0]

{"sheet":"3","index":4,"n_rows":58,"n_cols":80,"rows_kept":58,"cut":false,"hidden":false,"merged":[[57,46,57,51],[57,52,57,61],[57,63,57,67],[57,68,57,72],[57,74,57,78],[57,79,57,83],[57,1,57,2],[57,3,57,23],[57,24,57,28],[57,29,57,32],[57,33,57,39],[57,40,57,45],[56,46,56,51],[56,52,56,61],[56,63,56,67],[56,68,56,72],[56,74,56,78],[56,79,56,83],[56,1,56,2],[56,3,56,23],[56,24,56,28],[56,29,56,32],[56,33,56,39],[56,40,56,45],[55,46,55,51],[55,52,55,61],[55,63,55,67],[55,68,55,72],[55,74,55,78],[55,79,55,83],[55,1,55,2],[55,3,55,23],[55,24,55,28],[55,29,55,32],[55,33,55,39],[55,40,55,45],[54,46,54,51],[54,52,54,61],[54,63,54,67],[54,68,54,72],[54,74,54,78],[54,79,54,83],[54,1,54,2],[54,3,54,23],[54,24,54,28],[54,29,54,32],[54,33,54,39],[54,40,54,45],[53,46,53,51],[53,52,53,61],[53,63,53,67],[53,68,53,72],[53,74,53,78],[53,79,53,83],[53,1,53,2],[53,3,53,23],[53,24,53,28],[53,29,53,32],[53,33,53,39],[53,40,53,45],[52,46,52,51],[52,52,52,61],[52,63,52,67],[52,68,52,72],[52,74,52,78],[52,79,52,83],[52,1,52,2],[52,3,52,23],[52,24,52,28],[52,29,52,32],[52,33,52,39],[52,40,52,45],[51,46,51,51],[51,52,51,61],[51,63,51,67],[51,68,51,72],[51,74,51,78],[51,79,51,83],[51,1,51,2],[51,3,51,23],[51,24,51,28],[51,29,51,32],[51,33,51,39],[51,40,51,45],[50,46,50,51],[50,52,50,61],[50,63,50,67],[50,68,50,72],[50,74,50,78],[50,79,50,83],[50,1,50,2],[50,3,50,23],[50,24,50,28],[50,29,50,32],[50,33,50,39],[50,40,50,45],[49,46,49,51],[49,52,49,61],[49,63,49,67],[49,68,49,72],[49,74,49,78],[49,79,49,83],[49,1,49,2],[49,3,49,23],[49,24,49,28],[49,29,49,32],[49,33,49,39],[49,40,49,45],[48,46,48,51],[48,52,48,61],[48,63,48,67],[48,68,48,72],[48,74,48,78],[48,79,48,83],[48,1,48,2],[48,3,48,23],[48,24,48,28],[48,29,48,32],[48,33,48,39],[48,40,48,45],[47,46,47,51],[47,52,47,61],[47,63,47,67],[47,68,47,72],[47,74,47,78],[47,79,47,83],[47,1,47,2],[47,3,47,23],[47,24,47,28],[47,29,47,32],[47,33,47,39],[47,40,47,45],[46,46,46,51],[46,52,46,61],[46,63,46,67],[46,68,46,72],[46,74,46,78],[46,79,46,83],[46,1,46,2],[46,3,46,23],[46,24,46,28],[46,29,46,32],[46,33,46,39],[46,40,46,45],[45,46,45,51],[45,52,45,61],[45,63,45,67],[45,68,45,72],[45,74,45,78],[45,79,45,83],[45,1,45,2],[45,3,45,23],[45,24,45,28],[45,29,45,32],[45,33,45,39],[45,40,45,45],[44,46,44,51],[44,52,44,61],[44,63,44,67],[44,68,44,72],[44,74,44,78],[44,79,44,83],[44,1,44,2],[44,3,44,23],[44,24,44,28],[44,29,44,32],[44,33,44,39],[44,40,44,45],[43,46,43,51],[43,52,43,61],[43,63,43,67],[43,68,43,72],[43,74,43,78],[43,79,43,83],[43,1,43,2],[43,3,43,23],[43,24,43,28],[43,29,43,32],[43,33,43,39],[43,40,43,45],[42,46,42,51],[42,52,42,61],[42,63,42,67],[42,68,42,72],[42,74,42,78],[42,79,42,83],[42,1,42,2],[42,3,42,23],[42,24,42,28],[42,29,42,32],[42,33,42,39],[42,40,42,45],[41,46,41,51],[41,52,41,61],[41,63,41,67],[41,68,41,72],[41,74,41,78],[41,79,41,83],[41,1,41,2],[41,3,41,23],[41,24,41,28],[41,29,41,32],[41,33,41,39],[41,40,41,45],[39,1,39,2],[39,3,39,23],[39,24,39,28],[39,29,39,32],[39,33,39,39],[39,40,39,45],[39,46,39,51],[39,52,39,61],[39,63,39,67],[40,46,40,51],[40,52,40,61],[40,63,40,67],[40,68,40,72],[40,74,40,78],[40,79,40,83],[40,1,40,2],[40,3,40,23],[40,24,40,28],[40,29,40,32],[40,33,40,39],[40,40,40,45],[38,1,38,2],[38,3,38,23],[38,24,38,28],[38,29,38,32],[38,33,38,39],[38,40,38,45],[38,46,38,51],[38,52,38,61],[38,74,38,78],[35,1,35,61],[35,63,35,72],[35,74,35,83],[36,1,37,2],[36,3,37,23],[36,24,37,28],[36,29,37,32],[36,33,36,61],[36,79,36,83],[37,33,37,39],[37,40,37,45],[37,46,37,51],[37,52,37,61],[37,63,37,67],[37,68,37,72],[37,74,37,78],[37,79,37,83],[33,63,33,67],[33,68,33,72],[36,63,36,67],[36,68,36,72],[36,74,36,78],[39,74,39,78],[39,79,39,83],[38,63,38,67],[38,68,38,72],[38,79,38,83],[39,68,39,72],[32,52,32,61],[32,63,32,67],[32,68,32,72],[32,74,32,78],[32,79,32,83],[33,1,33,2],[33,3,33,23],[33,24,33,28],[33,29,33,32],[33,33,33,38],[33,74,33,78],[33,79,33,83],[32,1,32,2],[32,3,32,23],[32,24,32,28],[32,29,32,32],[32,33,32,38],[32,39,32,42],[32,43,32,46],[32,47,32,51],[33,39,33,42],[33,43,33,46],[33,47,33,51],[33,52,33,61],[31,39,31,42],[31,43,31,46],[31,47,31,51],[30,52,30,61],[30,63,30,67],[30,68,30,72],[30,74,30,78],[30,79,30,83],[31,1,31,2],[31,3,31,23],[31,24,31,28],[31,29,31,32],[31,33,31,38],[31,74,31,78],[31,79,31,83],[31,52,31,61],[31,63,31,67],[31,68,31,72],[30,1,30,2],[30,3,30,23],[30,24,30,28],[30,29,30,32],[30,33,30,38],[30,39,30,42],[30,43,30,46],[30,47,30,51],[29,39,29,42],[29,43,29,46],[29,47,29,51],[28,52,28,61],[28,63,28,67],[28,68,28,72],[28,74,28,78],[28,79,28,83],[29,1,29,2],[29,3,29,23],[29,24,29,28],[29,29,29,32],[29,33,29,38],[29,74,29,78],[29,79,29,83],[29,52,29,61],[29,63,29,67],[29,68,29,72],[28,1,28,2],[28,3,28,23],[28,24,28,28],[28,29,28,32],[28,33,28,38],[28,39,28,42],[28,43,28,46],[28,47,28,51],[27,39,27,42],[27,43,27,46],[27,47,27,51],[26,52,26,61],[26,63,26,67],[26,68,26,72],[26,74,26,78],[26,79,26,83],[27,1,27,2],[27,3,27,23],[27,24,27,28],[27,29,27,32],[27,33,27,38],[27,74,27,78],[27,79,27,83],[27,52,27,61],[27,63,27,67],[27,68,27,72],[26,1,26,2],[26,3,26,23],[26,24,26,28],[26,29,26,32],[26,33,26,38],[26,39,26,42],[26,43,26,46],[26,47,26,51],[25,39,25,42],[25,43,25,46],[25,47,25,51],[24,52,24,61],[24,63,24,67],[24,68,24,72],[24,74,24,78],[24,79,24,83],[25,1,25,2],[25,3,25,23],[25,24,25,28],[25,29,25,32],[25,33,25,38],[25,74,25,78],[25,79,25,83],[25,52,25,61],[25,63,25,67],[25,68,25,72],[24,1,24,2],[24,3,24,23],[24,24,24,28],[24,29,24,32],[24,33,24,38],[24,39,24,42],[24,43,24,46],[24,47,24,51],[23,39,23,42],[23,43,23,46],[23,47,23,51],[22,52,22,61],[22,63,22,67],[22,68,22,72],[22,74,22,78],[22,79,22,83],[23,1,23,2],[23,3,23,23],[23,24,23,28],[23,29,23,32],[23,33,23,38],[23,74,23,78],[23,79,23,83],[23,52,23,61],[23,63,23,67],[23,68,23,72],[22,1,22,2],[22,3,22,23],[22,24,22,28],[22,29,22,32],[22,33,22,38],[22,39,22,42],[22,43,22,46],[22,47,22,51],[21,39,21,42],[21,43,21,46],[21,47,21,51],[20,52,20,61],[20,63,20,67],[20,68,20,72],[20,74,20,78],[20,79,20,83],[21,1,21,2],[21,3,21,23],[21,24,21,28],[21,29,21,32],[21,33,21,38],[21,74,21,78],[21,79,21,83],[21,52,21,61],[21,63,21,67],[21,68,21,72],[20,1,20,2],[20,3,20,23],[20,24,20,28],[20,29,20,32],[20,33,20,38],[20,39,20,42],[20,43,20,46],[20,47,20,51],[19,39,19,42],[19,43,19,46],[19,47,19,51],[18,52,18,61],[18,63,18,67],[18,68,18,72],[18,74,18,78],[18,79,18,83],[19,1,19,2],[19,3,19,23],[19,24,19,28],[19,29,19,32],[19,33,19,38],[19,74,19,78],[19,79,19,83],[19,52,19,61],[19,63,19,67],[19,68,19,72],[18,1,18,2],[18,3,18,23],[18,24,18,28],[18,29,18,32],[18,33,18,38],[18,39,18,42],[18,43,18,46],[18,47,18,51],[17,39,17,42],[17,43,17,46],[17,47,17,51],[16,52,16,61],[16,63,16,67],[16,68,16,72],[16,74,16,78],[16,79,16,83],[17,1,17,2],[17,3,17,23],[17,24,17,28],[17,29,17,32],[17,33,17,38],[17,74,17,78],[17,79,17,83],[17,52,17,61],[17,63,17,67],[17,68,17,72],[16,1,16,2],[16,3,16,23],[16,24,16,28],[16,29,16,32],[16,33,16,38],[16,39,16,42],[16,43,16,46],[16,47,16,51],[15,39,15,42],[15,43,15,46],[15,47,15,51],[14,63,14,67],[14,68,14,72],[14,74,14,78],[14,79,14,83],[15,1,15,2],[15,3,15,23],[15,24,15,28],[15,29,15,32],[15,33,15,38],[15,74,15,78],[15,79,15,83],[15,52,15,61],[15,63,15,67],[15,68,15,72],[14,1,14,2],[14,3,14,23],[14,24,14,28],[14,29,14,32],[14,33,14,38],[14,39,14,42],[14,43,14,46],[14,47,14,51],[14,52,14,61],[11,1,11,61],[11,63,11,72],[11,74,11,83],[12,1,13,2],[12,3,13,23],[12,24,13,28],[12,29,13,32],[12,33,12,61],[12,63,12,67],[12,68,12,72],[12,74,12,78],[12,79,12,83],[13,33,13,38],[13,39,13,42],[13,43,13,46],[13,47,13,51],[13,52,13,61],[13,63,13,67],[13,68,13,72],[13,74,13,78],[13,79,13,83],[9,1,9,33],[9,34,9,39],[9,40,9,45],[9,46,9,51],[9,52,9,61],[9,63,9,67],[9,68,9,72],[9,74,9,78],[9,79,9,83],[7,1,7,61],[7,63,7,72],[7,74,7,83],[8,1,8,33],[8,34,8,39],[8,40,8,45],[8,46,8,51],[8,52,8,61],[8,63,8,67],[8,68,8,72],[8,74,8,78],[8,79,8,83],[4,49,5,63],[4,64,4,73],[4,74,4,83],[5,29,5,38],[5,39,5,48],[5,64,5,73],[5,74,5,83],[1,1,1,10],[1,11,1,44],[1,45,1,65],[1,66,1,75],[1,76,1,83],[3,1,5,12],[3,14,3,83],[4,14,5,28],[4,29,4,38],[4,39,4,48]]}
[]
[null,null,null,null,null,null,null,null,null,null,null,"Calcul de la dépréciation de la résistance thermique effective ",null,null,null,null,null,null,null,null,null,null,null,null,null,null,null,null,null,null,null,null,null,null,null,null,null,null,null,null,null,null,null,null,null,"Ensemble opaque hors sol",null,null,null,null,null,null,null,null,null,null,null,null,null,null,null,null,null,null,null,null,3,null,null,null,null,null,null,null,null,null,{"$f":"Version","v":"Version R01"}]
[]
[null,"Résultats →",null,null,null,null,null,null,null,null,null,null,null,null,"Flux thermique total et Résistance thermique effective dépréciée des bâtiments"]
[null,null,null,null,null,null,null,null,null,null,null,null,null,null,"Bâtiment\nPROPOSÉ",null,null,null,null,null,null,null,null,null,null,null,null,null,null," Σ Flux (W / K)",null,null,null,null,null,null,null,null,null,{"$f":"IFERROR(BL10+BQ13+BQ37,0)","v":0},null,null,null,null,null,null,null,null,null,"Bâtiment\nRÉFÉRENCE",null,null,null,null,null,null,null,null,null,null,null,null,null,null," Σ Flux (W / K)",null,null,null,null,null,null,null,null,null,{"$f":"IFERROR(BW10+CB13+CB37,0)","v":0}]
[null,null,null,null,null,null,null,null,null,null,null,null,null,null,null,null,null,null,null,null,null,null,null,null,null,null,null,null,null,"RSIED (m² · K / W)",null,null,null,null,null,null,null,null,null,{"$f":"IFERROR($AO$10/AN5,0)","v":0},null,null,null,null,null,null,null,null,null,null,null,null,null,null,null,null,null,null,null,null,null,null,null,null,"RSIED (m² · K / W)",null,null,null,null,null,null,null,null,null,{"$f":"IFERROR($AO$10/BW5,0)","v":0}]
[]
[null,"1 - Ensemble opaque hors sol",null,null,null,null,null,null,null,null,null,null,null,null,null,null,null,null,null,null,null,null,null,null,null,null,null,null,null,null,null,null,null,null,null,null,null,null,null,null,null,null,null,null,null,null,null,null,null,null,null,null,null,null,null,null,null,null,null,null,null,null,null,"Bâtiment PROPOSÉ",null,null,null,null,null,null,null,null,null,null,"Bâtiment RÉFÉRENCE"]
[null,"Nom de l'ensemble opaque hors sol",null,null,null,null,null,null,null,null,null,null,null,null,null,null,null,null,null,null,null,null,null,null,null,null,null,null,null,null,null,null,null,null,"Type\nd'ensemble",null,null,null,null,null,"Aire\n(m2)",null,null,null,null,null,"RSIE\n(m² · K / W)",null,null,null,null,null,"Référence",null,null,null,null,null,null,null,null,null,null,"Flux thermique\n(W / K)",null,null,null,null,"Pourcentage\n(%)",null,null,null,null,null,"Flux thermique\n(W / K)",null,null,null,null,"Pourcentage\n(%)"]
[null,{"$f":"INDEX(Vecteur_Nom_Ensemble_Opaque,BO2)","v":0},null,null,null,null,null,null,null,null,null,null,null,null,null,null,null,null,null,null,null,null,null,null,null,null,null,null,null,null,null,null,null,null,{"$f":"INDEX(Vecteur_Type_Ensemble,BO2)","v":0},null,null,null,null,null,{"$f":"INDEX(Vecteur_Aire_Ensemble,BO2)","v":0},null,null,null,null,null,{"$f":"INDEX(Vecteur_Résistance_Thermique_Effective_Proposé,BO2)","v":0},null,null,null,null,null,null,null,null,null,null,null,null,null,null,null,null,{"$f":"IFERROR(AO10/AU10,0)","v":0},null,null,null,null,{"$f":"IFERROR(BL10/$AN$5,0)","v":0},null,null,null,null,null,{"$f":"IFERROR(AO10/INDEX(Vecteur_Résistance_Thermique_Effective_Référence,BO2),0)","v":0},null,null,null,null,{"$f":"IFERROR(BW10/$BW$5,0)","v":0}]
[]
[null,"2 - Jonctions linéaires",null,null,null,null,null,null,null,null,null,null,null,null,null,null,null,null,null,null,null,null,null,null,null,null,null,null,null,null,null,null,null,null,null,null,null,null,null,null,null,null,null,null,null,null,null,null,null,null,null,null,null,null,null,null,null,null,null,null,null,null,null,"Bâtiment PROPOSÉ",null,null,null,null,null,null,null,null,null,null,"Bâtiment RÉFÉRENCE"]
[null,"Item",null,"Nom de la jonction linéraire",null,null,null,null,null,null,null,null,null,null,null,null,null,null,null,null,null,null,null,null,"Type de\njonction",null,null,null,null,"Longueur\n(m)",null,null,null,"Coefficient Ψ\n(W / m · K)",null,null,null,null,null,null,null,null,null,null,null,null,null,null,null,null,null,null,null,null,null,null,null,null,null,null,null,null,null," Σ Flux (W / K)",null,null,null,null,{"$f":"SUM(BL15:BL34)","v":0},null,null,null,null,null," Σ Flux (W / K)",null,null,null,null,{"$f":"SUM(BW15:BW34)","v":0}]
[null,null,null,null,null,null,null,null,null,null,null,null,null,null,null,null,null,null,null,null,null,null,null,null,null,null,null,null,null,null,null,null,null,"Conformité aux\nexigences prescriptives",null,null,null,null,null," Ψ\ngénérique",null,null,null," Ψ\nspécifique",null,null,null,"Pourcentage\nappliqué (%)",null,null,null,null,"Référence",null,null,null,null,null,null,null,null,null,null,"Flux thermique\n(W / K)",null,null,null,null,"Pourcentage\n(%)",null,null,null,null,null,"Flux thermique\n(W / K)",null,null,null,null,"Pourcentage\n(%)"]
[null,1,null,null,null,null,null,null,null,null,null,null,null,null,null,null,null,null,null,null,null,null,null,null,null,null,null,null,null,null,null,null,null,null,null,null,null,null,null,{"$f":"IF(AND(Y15<>\"\",AH15=\"Oui\"),VLOOKUP(Y15,Tableau_Coefficients_Linéaires,2,0),IF(AND(Y15<>\"\",AH15=\"Non\"),VLOOKUP(Y15,Tableau_Coefficients_Linéaires,3,0),\"\"))","v":""},null,null,null,null,null,null,null,null,null,null,null,null,null,null,null,null,null,null,null,null,null,null,null,{"$f":"IF(AND(Y15<>\"\",AD15<>\"\",AH15<>\"\"),IF(AND(AN15<>\"\",AV15<>\"\"),AD15*AN15*AV15/100,IF(AND(AR15<>\"\",AV15<>\"\"),AD15*AR15*AV15/100,\"\")),0)","v":0},null,null,null,null,{"$f":"IFERROR(BL15/$AN$5,0)","v":0},null,null,null,null,null,{"$f":"IF(AND(Y15<>\"\",AD15<>\"\"),AD15*VLOOKUP(Y15,Tableau_Coefficients_Linéaires,2,0)*AV15/100,0)","v":0},null,null,null,null,{"$f":"IFERROR(BW15/$BW$5,0)","v":0}]
[null,2,null,null,null,null,null,null,null,null,null,null,null,null,null,null,null,null,null,null,null,null,null,null,null,null,null,null,null,null,null,null,null,null,null,null,null,null,null,"",null,null,null,null,null,null,null,null,null,null,null,null,null,null,null,null,null,null,null,null,null,null,null,0,null,null,null,null,0,null,null,null,null,null,0,null,null,null,null,0]
[null,3,null,null,null,null,null,null,null,null,null,null,null,null,null,null,null,null,null,null,null,null,null,null,null,null,null,null,null,null,null,null,null,null,null,null,null,null,null,"",null,null,null,null,null,null,null,null,null,null,null,null,null,null,null,null,null,null,null,null,null,null,null,0,null,null,null,null,0,null,null,null,null,null,0,null,null,null,null,0]
[null,4,null,null,null,null,null,null,null,null,null,null,null,null,null,null,null,null,null,null,null,null,null,null,null,null,null,null,null,null,null,null,null,null,null,null,null,null,null,"",null,null,null,null,null,null,null,null,null,null,null,null,null,null,null,null,null,null,null,null,null,null,null,0,null,null,null,null,0,null,null,null,null,null,0,null,null,null,null,0]
[null,5,null,null,null,null,null,null,null,null,null,null,null,null,null,null,null,null,null,null,null,null,null,null,null,null,null,null,null,null,null,null,null,null,null,null,null,null,null,"",null,null,null,null,null,null,null,null,null,null,null,null,null,null,null,null,null,null,null,null,null,null,null,0,null,null,null,null,0,null,null,null,null,null,0,null,null,null,null,0]
[null,6,null,null,null,null,null,null,null,null,null,null,null,null,null,null,null,null,null,null,null,null,null,null,null,null,null,null,null,null,null,null,null,null,null,null,null,null,null,"",null,null,null,null,null,null,null,null,null,null,null,null,null,null,null,null,null,null,null,null,null,null,null,0,null,null,null,null,0,null,null,null,null,null,0,null,null,null,null,0]
[null,7,null,null,null,null,null,null,null,null,null,null,null,null,null,null,null,null,null,null,null,null,null,null,null,null,null,null,null,null,null,null,null,null,null,null,null,null,null,"",null,null,null,null,null,null,null,null,null,null,null,null,null,null,null,null,null,null,null,null,null,null,null,0,null,null,null,null,0,null,null,null,null,null,0,null,null,null,null,0]
[null,8,null,null,null,null,null,null,null,null,null,null,null,null,null,null,null,null,null,null,null,null,null,null,null,null,null,null,null,null,null,null,null,null,null,null,null,null,null,"",null,null,null,null,null,null,null,null,null,null,null,null,null,null,null,null,null,null,null,null,null,null,null,0,null,null,null,null,0,null,null,null,null,null,0,null,null,null,null,0]
[null,9,null,null,null,null,null,null,null,null,null,null,null,null,null,null,null,null,null,null,null,null,null,null,null,null,null,null,null,null,null,null,null,null,null,null,null,null,null,"",null,null,null,null,null,null,null,null,null,null,null,null,null,null,null,null,null,null,null,null,null,null,null,0,null,null,null,null,0,null,null,null,null,null,0,null,null,null,null,0]
[null,10,null,null,null,null,null,null,null,null,null,null,null,null,null,null,null,null,null,null,null,null,null,null,null,null,null,null,null,null,null,null,null,null,null,null,null,null,null,"",null,null,null,null,null,null,null,null,null,null,null,null,null,null,null,null,null,null,null,null,null,null,null,0,null,null,null,null,0,null,null,null,null,null,0,null,null,null,null,0]
[null,11,null,null,null,null,null,null,null,null,null,null,null,null,null,null,null,null,null,null,null,null,null,null,null,null,null,null,null,null,null,null,null,null,null,null,null,null,null,"",null,null,null,null,null,null,null,null,null,null,null,null,null,null,null,null,null,null,null,null,null,null,null,0,null,null,null,null,0,null,null,null,null,null,0,null,null,null,null,0]
[null,12,null,null,null,null,null,null,null,null,null,null,null,null,null,null,null,null,null,null,null,null,null,null,null,null,null,null,null,null,null,null,null,null,null,null,null,null,null,"",null,null,null,null,null,null,null,null,null,null,null,null,null,null,null,null,null,null,null,null,null,null,null,0,null,null,null,null,0,null,null,null,null,null,0,null,null,null,null,0]
[null,13,null,null,null,null,null,null,null,null,null,null,null,null,null,null,null,null,null,null,null,null,null,null,null,null,null,null,null,null,null,null,null,null,null,null,null,null,null,"",null,null,null,null,null,null,null,null,null,null,null,null,null,null,null,null,null,null,null,null,null,null,null,0,null,null,null,null,0,null,null,null,null,null,0,null,null,null,null,0]
[null,14,null,null,null,null,null,null,null,null,null,null,null,null,null,null,null,null,null,null,null,null,null,null,null,null,null,null,null,null,null,null,null,null,null,null,null,null,null,"",null,null,null,null,null,null,null,null,null,null,null,null,null,null,null,null,null,null,null,null,null,null,null,0,null,null,null,null,0,null,null,null,null,null,0,null,null,null,null,0]
[null,15,null,null,null,null,null,null,null,null,null,null,null,null,null,null,null,null,null,null,null,null,null,null,null,null,null,null,null,null,null,null,null,null,null,null,null,null,null,"",null,null,null,null,null,null,null,null,null,null,null,null,null,null,null,null,null,null,null,null,null,null,null,0,null,null,null,null,0,null,null,null,null,null,0,null,null,null,null,0]
[null,16,null,null,null,null,null,null,null,null,null,null,null,null,null,null,null,null,null,null,null,null,null,null,null,null,null,null,null,null,null,null,null,null,null,null,null,null,null,"",null,null,null,null,null,null,null,null,null,null,null,null,null,null,null,null,null,null,null,null,null,null,null,0,null,null,null,null,0,null,null,null,null,null,0,null,null,null,null,0]
[null,17,null,null,null,null,null,null,null,null,null,null,null,null,null,null,null,null,null,null,null,null,null,null,null,null,null,null,null,null,null,null,null,null,null,null,null,null,null,"",null,null,null,null,null,null,null,null,null,null,null,null,null,null,null,null,null,null,null,null,null,null,null,0,null,null,null,null,0,null,null,null,null,null,0,null,null,null,null,0]
[null,18,null,null,null,null,null,null,null,null,null,null,null,null,null,null,null,null,null,null,null,null,null,null,null,null,null,null,null,null,null,null,null,null,null,null,null,null,null,"",null,null,null,null,null,null,null,null,null,null,null,null,null,null,null,null,null,null,null,null,null,null,null,0,null,null,null,null,0,null,null,null,null,null,0,null,null,null,null,0]
[null,19,null,null,null,null,null,null,null,null,null,null,null,null,null,null,null,null,null,null,null,null,null,null,null,null,null,null,null,null,null,null,null,null,null,null,null,null,null,"",null,null,null,null,null,null,null,null,null,null,null,null,null,null,null,null,null,null,null,null,null,null,null,0,null,null,null,null,0,null,null,null,null,null,0,null,null,null,null,0]
[null,20,null,null,null,null,null,null,null,null,null,null,null,null,null,null,null,null,null,null,null,null,null,null,null,null,null,null,null,null,null,null,null,null,null,null,null,null,null,"",null,null,null,null,null,null,null,null,null,null,null,null,null,null,null,null,null,null,null,null,null,null,null,0,null,null,null,null,0,null,null,null,null,null,0,null,null,null,null,0]
[]
[null,"3 - Pénétrations ponctuelles",null,null,null,null,null,null,null,null,null,null,null,null,null,null,null,null,null,null,null,null,null,null,null,null,null,null,null,null,null,null,null,null,null,null,null,null,null,null,null,null,null,null,null,null,null,null,null,null,null,null,null,null,null,null,null,null,null,null,null,null,null,"Bâtiment PROPOSÉ",null,null,null,null,null,null,null,null,null,null,"Bâtiment RÉFÉRENCE"]
[null,"Item",null,"Nom de la pénétration ponctuelle",null,null,null,null,null,null,null,null,null,null,null,null,null,null,null,null,null,null,null,null,"Type de\npénétration",null,null,null,null,"Quantité",null,null,null,"Coefficient Ӽ\n(W / m · K)",null,null,null,null,null,null,null,null,null,null,null,null,null,null,null,null,null,null,null,null,null,null,null,null,null,null,null,null,null," Σ Flux (W / K)",null,null,null,null,{"$f":"SUM(BL39:BL58)","v":0},null,null,null,null,null," Σ Flux (W / K)",null,null,null,null,{"$f":"SUM(BW39:BW58)","v":0}]
[null,null,null,null,null,null,null,null,null,null,null,null,null,null,null,null,null,null,null,null,null,null,null,null,null,null,null,null,null,null,null,null,null,"Conformité aux\nexigences prescriptives",null,null,null,null,null,null," Ӽ\ngénérique",null,null,null,null,null," Ӽ\nspécifique",null,null,null,null,null,"Référence",null,null,null,null,null,null,null,null,null,null,"Flux thermique\n(W / K)",null,null,null,null,"Pourcentage\n(%)",null,null,null,null,null,"Flux thermique\n(W / K)",null,null,null,null,"Pourcentage\n(%)"]
[null,1,null,null,null,null,null,null,null,null,null,null,null,null,null,null,null,null,null,null,null,null,null,null,null,null,null,null,null,null,null,null,null,null,null,null,null,null,null,null,{"$f":"IF(AND(Y39<>\"\",AH39=\"Oui\"),VLOOKUP(Y39,Tableau_Pénétration_Ponctuelle,2,0),IF(AND(Y39<>\"\",AH39=\"Non\"),VLOOKUP(Y39,Tableau_Pénétration_Ponctuelle,3,0),\"\"))","v":""},null,null,null,null,null,null,null,null,null,null,null,null,null,null,null,null,null,null,null,null,null,null,{"$f":"IF(AND(Y39<>\"\",AD39<>\"\",AH39<>\"\"),IF(AO39<>\"\",AD39*AO39,IF(AU39<>\"\",AD39*AU39,\"\")),0)","v":0},null,null,null,null,{"$f":"IFERROR(BL39/$AN$5,0)","v":0},null,null,null,null,null,{"$f":"IF(AND(Y39<>\"\",AD39<>\"\"),AD39*VLOOKUP(Y39,Tableau_Pénétration_Ponctuelle,2,0),0)","v":0},null,null,null,null,{"$f":"IFERROR(BW39/$BW$5,0)","v":0}]
[null,2,null,null,null,null,null,null,null,null,null,null,null,null,null,null,null,null,null,null,null,null,null,null,null,null,null,null,null,null,null,null,null,null,null,null,null,null,null,null,"",null,null,null,null,null,null,null,null,null,null,null,null,null,null,null,null,null,null,null,null,null,null,0,null,null,null,null,0,null,null,null,null,null,0,null,null,null,null,0]
[null,3,null,null,null,null,null,null,null,null,null,null,null,null,null,null,null,null,null,null,null,null,null,null,null,null,null,null,null,null,null,null,null,null,null,null,null,null,null,null,"",null,null,null,null,null,null,null,null,null,null,null,null,null,null,null,null,null,null,null,null,null,null,0,null,null,null,null,0,null,null,null,null,null,0,null,null,null,null,0]
[null,4,null,null,null,null,null,null,null,null,null,null,null,null,null,null,null,null,null,null,null,null,null,null,null,null,null,null,null,null,null,null,null,null,null,null,null,null,null,null,"",null,null,null,null,null,null,null,null,null,null,null,null,null,null,null,null,null,null,null,null,null,null,0,null,null,null,null,0,null,null,null,null,null,0,null,null,null,null,0]
[null,5,null,null,null,null,null,null,null,null,null,null,null,null,null,null,null,null,null,null,null,null,null,null,null,null,null,null,null,null,null,null,null,null,null,null,null,null,null,null,"",null,null,null,null,null,null,null,null,null,null,null,null,null,null,null,null,null,null,null,null,null,null,0,null,null,null,null,0,null,null,null,null,null,0,null,null,null,null,0]
[null,6,null,null,null,null,null,null,null,null,null,null,null,null,null,null,null,null,null,null,null,null,null,null,null,null,null,null,null,null,null,null,null,null,null,null,null,null,null,null,"",null,null,null,null,null,null,null,null,null,null,null,null,null,null,null,null,null,null,null,null,null,null,0,null,null,null,null,0,null,null,null,null,null,0,null,null,null,null,0]
[null,7,null,null,null,null,null,null,null,null,null,null,null,null,null,null,null,null,null,null,null,null,null,null,null,null,null,null,null,null,null,null,null,null,null,null,null,null,null,null,"",null,null,null,null,null,null,null,null,null,null,null,null,null,null,null,null,null,null,null,null,null,null,0,null,null,null,null,0,null,null,null,null,null,0,null,null,null,null,0]
[null,8,null,null,null,null,null,null,null,null,null,null,null,null,null,null,null,null,null,null,null,null,null,null,null,null,null,null,null,null,null,null,null,null,null,null,null,null,null,null,"",null,null,null,null,null,null,null,null,null,null,null,null,null,null,null,null,null,null,null,null,null,null,0,null,null,null,null,0,null,null,null,null,null,0,null,null,null,null,0]
[null,9,null,null,null,null,null,null,null,null,null,null,null,null,null,null,null,null,null,null,null,null,null,null,null,null,null,null,null,null,null,null,null,null,null,null,null,null,null,null,"",null,null,null,null,null,null,null,null,null,null,null,null,null,null,null,null,null,null,null,null,null,null,0,null,null,null,null,0,null,null,null,null,null,0,null,null,null,null,0]
[null,10,null,null,null,null,null,null,null,null,null,null,null,null,null,null,null,null,null,null,null,null,null,null,null,null,null,null,null,null,null,null,null,null,null,null,null,null,null,null,"",null,null,null,null,null,null,null,null,null,null,null,null,null,null,null,null,null,null,null,null,null,null,0,null,null,null,null,0,null,null,null,null,null,0,null,null,null,null,0]
[null,11,null,null,null,null,null,null,null,null,null,null,null,null,null,null,null,null,null,null,null,null,null,null,null,null,null,null,null,null,null,null,null,null,null,null,null,null,null,null,"",null,null,null,null,null,null,null,null,null,null,null,null,null,null,null,null,null,null,null,null,null,null,0,null,null,null,null,0,null,null,null,null,null,0,null,null,null,null,0]
[null,12,null,null,null,null,null,null,null,null,null,null,null,null,null,null,null,null,null,null,null,null,null,null,null,null,null,null,null,null,null,null,null,null,null,null,null,null,null,null,"",null,null,null,null,null,null,null,null,null,null,null,null,null,null,null,null,null,null,null,null,null,null,0,null,null,null,null,0,null,null,null,null,null,0,null,null,null,null,0]
[null,13,null,null,null,null,null,null,null,null,null,null,null,null,null,null,null,null,null,null,null,null,null,null,null,null,null,null,null,null,null,null,null,null,null,null,null,null,null,null,"",null,null,null,null,null,null,null,null,null,null,null,null,null,null,null,null,null,null,null,null,null,null,0,null,null,null,null,0,null,null,null,null,null,0,null,null,null,null,0]
[null,14,null,null,null,null,null,null,null,null,null,null,null,null,null,null,null,null,null,null,null,null,null,null,null,null,null,null,null,null,null,null,null,null,null,null,null,null,null,null,"",null,null,null,null,null,null,null,null,null,null,null,null,null,null,null,null,null,null,null,null,null,null,0,null,null,null,null,0,null,null,null,null,null,0,null,null,null,null,0]
[null,15,null,null,null,null,null,null,null,null,null,null,null,null,null,null,null,null,null,null,null,null,null,null,null,null,null,null,null,null,null,null,null,null,null,null,null,null,null,null,"",null,null,null,null,null,null,null,null,null,null,null,null,null,null,null,null,null,null,null,null,null,null,0,null,null,null,null,0,null,null,null,null,null,0,null,null,null,null,0]
[null,16,null,null,null,null,null,null,null,null,null,null,null,null,null,null,null,null,null,null,null,null,null,null,null,null,null,null,null,null,null,null,null,null,null,null,null,null,null,null,"",null,null,null,null,null,null,null,null,null,null,null,null,null,null,null,null,null,null,null,null,null,null,0,null,null,null,null,0,null,null,null,null,null,0,null,null,null,null,0]
[null,17,null,null,null,null,null,null,null,null,null,null,null,null,null,null,null,null,null,null,null,null,null,null,null,null,null,null,null,null,null,null,null,null,null,null,null,null,null,null,"",null,null,null,null,null,null,null,null,null,null,null,null,null,null,null,null,null,null,null,null,null,null,0,null,null,null,null,0,null,null,null,null,null,0,null,null,null,null,0]
[null,18,null,null,null,null,null,null,null,null,null,null,null,null,null,null,null,null,null,null,null,null,null,null,null,null,null,null,null,null,null,null,null,null,null,null,null,null,null,null,"",null,null,null,null,null,null,null,null,null,null,null,null,null,null,null,null,null,null,null,null,null,null,0,null,null,null,null,0,null,null,null,null,null,0,null,null,null,null,0]
[null,19,null,null,null,null,null,null,null,null,null,null,null,null,null,null,null,null,null,null,null,null,null,null,null,null,null,null,null,null,null,null,null,null,null,null,null,null,null,null,"",null,null,null,null,null,null,null,null,null,null,null,null,null,null,null,null,null,null,null,null,null,null,0,null,null,null,null,0,null,null,null,null,null,0,null,null,null,null,0]
[null,20,null,null,null,null,null,null,null,null,null,null,null,null,null,null,null,null,null,null,null,null,null,null,null,null,null,null,null,null,null,null,null,null,null,null,null,null,null,null,"",null,null,null,null,null,null,null,null,null,null,null,null,null,null,null,null,null,null,null,null,null,null,0,null,null,null,null,0,null,null,null,null,null,0,null,null,null,null,0]

{"sheet":"4","index":5,"n_rows":58,"n_cols":80,"rows_kept":58,"cut":false,"hidden":false,"merged":[[57,46,57,51],[57,52,57,61],[57,63,57,67],[57,68,57,72],[57,74,57,78],[57,79,57,83],[57,1,57,2],[57,3,57,23],[57,24,57,28],[57,29,57,32],[57,33,57,39],[57,40,57,45],[56,46,56,51],[56,52,56,61],[56,63,56,67],[56,68,56,72],[56,74,56,78],[56,79,56,83],[56,1,56,2],[56,3,56,23],[56,24,56,28],[56,29,56,32],[56,33,56,39],[56,40,56,45],[55,46,55,51],[55,52,55,61],[55,63,55,67],[55,68,55,72],[55,74,55,78],[55,79,55,83],[55,1,55,2],[55,3,55,23],[55,24,55,28],[55,29,55,32],[55,33,55,39],[55,40,55,45],[54,46,54,51],[54,52,54,61],[54,63,54,67],[54,68,54,72],[54,74,54,78],[54,79,54,83],[54,1,54,2],[54,3,54,23],[54,24,54,28],[54,29,54,32],[54,33,54,39],[54,40,54,45],[53,46,53,51],[53,52,53,61],[53,63,53,67],[53,68,53,72],[53,74,53,78],[53,79,53,83],[53,1,53,2],[53,3,53,23],[53,24,53,28],[53,29,53,32],[53,33,53,39],[53,40,53,45],[52,46,52,51],[52,52,52,61],[52,63,52,67],[52,68,52,72],[52,74,52,78],[52,79,52,83],[52,1,52,2],[52,3,52,23],[52,24,52,28],[52,29,52,32],[52,33,52,39],[52,40,52,45],[51,46,51,51],[51,52,51,61],[51,63,51,67],[51,68,51,72],[51,74,51,78],[51,79,51,83],[51,1,51,2],[51,3,51,23],[51,24,51,28],[51,29,51,32],[51,33,51,39],[51,40,51,45],[50,46,50,51],[50,52,50,61],[50,63,50,67],[50,68,50,72],[50,74,50,78],[50,79,50,83],[50,1,50,2],[50,3,50,23],[50,24,50,28],[50,29,50,32],[50,33,50,39],[50,40,50,45],[49,46,49,51],[49,52,49,61],[49,63,49,67],[49,68,49,72],[49,74,49,78],[49,79,49,83],[49,1,49,2],[49,3,49,23],[49,24,49,28],[49,29,49,32],[49,33,49,39],[49,40,49,45],[48,46,48,51],[48,52,48,61],[48,63,48,67],[48,68,48,72],[48,74,48,78],[48,79,48,83],[48,1,48,2],[48,3,48,23],[48,24,48,28],[48,29,48,32],[48,33,48,39],[48,40,48,45],[47,46,47,51],[47,52,47,61],[47,63,47,67],[47,68,47,72],[47,74,47,78],[47,79,47,83],[47,1,47,2],[47,3,47,23],[47,24,47,28],[47,29,47,32],[47,33,47,39],[47,40,47,45],[46,46,46,51],[46,52,46,61],[46,63,46,67],[46,68,46,72],[46,74,46,78],[46,79,46,83],[46,1,46,2],[46,3,46,23],[46,24,46,28],[46,29,46,32],[46,33,46,39],[46,40,46,45],[45,46,45,51],[45,52,45,61],[45,63,45,67],[45,68,45,72],[45,74,45,78],[45,79,45,83],[45,1,45,2],[45,3,45,23],[45,24,45,28],[45,29,45,32],[45,33,45,39],[45,40,45,45],[44,46,44,51],[44,52,44,61],[44,63,44,67],[44,68,44,72],[44,74,44,78],[44,79,44,83],[44,1,44,2],[44,3,44,23],[44,24,44,28],[44,29,44,32],[44,33,44,39],[44,40,44,45],[43,46,43,51],[43,52,43,61],[43,63,43,67],[43,68,43,72],[43,74,43,78],[43,79,43,83],[43,1,43,2],[43,3,43,23],[43,24,43,28],[43,29,43,32],[43,33,43,39],[43,40,43,45],[42,46,42,51],[42,52,42,61],[42,63,42,67],[42,68,42,72],[42,74,42,78],[42,79,42,83],[42,1,42,2],[42,3,42,23],[42,24,42,28],[42,29,42,32],[42,33,42,39],[42,40,42,45],[41,46,41,51],[41,52,41,61],[41,63,41,67],[41,68,41,72],[41,74,41,78],[41,79,41,83],[41,1,41,2],[41,3,41,23],[41,24,41,28],[41,29,41,32],[41,33,41,39],[41,40,41,45],[39,1,39,2],[39,3,39,23],[39,24,39,28],[39,29,39,32],[39,33,39,39],[39,40,39,45],[39,46,39,51],[39,52,39,61],[39,63,39,67],[40,46,40,51],[40,52,40,61],[40,63,40,67],[40,68,40,72],[40,74,40,78],[40,79,40,83],[40,1,40,2],[40,3,40,23],[40,24,40,28],[40,29,40,32],[40,33,40,39],[40,40,40,45],[38,1,38,2],[38,3,38,23],[38,24,38,28],[38,29,38,32],[38,33,38,39],[38,40,38,45],[38,46,38,51],[38,52,38,61],[38,74,38,78],[35,1,35,61],[35,63,35,72],[35,74,35,83],[36,1,37,2],[36,3,37,23],[36,24,37,28],[36,29,37,32],[36,33,36,61],[36,79,36,83],[37,33,37,39],[37,40,37,45],[37,46,37,51],[37,52,37,61],[37,63,37,67],[37,68,37,72],[37,74,37,78],[37,79,37,83],[33,63,33,67],[33,68,33,72],[36,63,36,67],[36,68,36,72],[36,74,36,78],[39,74,39,78],[39,79,39,83],[38,63,38,67],[38,68,38,72],[38,79,38,83],[39,68,39,72],[32,52,32,61],[32,63,32,67],[32,68,32,72],[32,74,32,78],[32,79,32,83],[33,1,33,2],[33,3,33,23],[33,24,33,28],[33,29,33,32],[33,33,33,38],[33,74,33,78],[33,79,33,83],[32,1,32,2],[32,3,32,23],[32,24,32,28],[32,29,32,32],[32,33,32,38],[32,39,32,42],[32,43,32,46],[32,47,32,51],[33,39,33,42],[33,43,33,46],[33,47,33,51],[33,52,33,61],[31,39,31,42],[31,43,31,46],[31,47,31,51],[30,52,30,61],[30,63,30,67],[30,68,30,72],[30,74,30,78],[30,79,30,83],[31,1,31,2],[31,3,31,23],[31,24,31,28],[31,29,31,32],[31,33,31,38],[31,74,31,78],[31,79,31,83],[31,52,31,61],[31,63,31,67],[31,68,31,72],[30,1,30,2],[30,3,30,23],[30,24,30,28],[30,29,30,32],[30,33,30,38],[30,39,30,42],[30,43,30,46],[30,47,30,51],[29,39,29,42],[29,43,29,46],[29,47,29,51],[28,52,28,61],[28,63,28,67],[28,68,28,72],[28,74,28,78],[28,79,28,83],[29,1,29,2],[29,3,29,23],[29,24,29,28],[29,29,29,32],[29,33,29,38],[29,74,29,78],[29,79,29,83],[29,52,29,61],[29,63,29,67],[29,68,29,72],[28,1,28,2],[28,3,28,23],[28,24,28,28],[28,29,28,32],[28,33,28,38],[28,39,28,42],[28,43,28,46],[28,47,28,51],[27,39,27,42],[27,43,27,46],[27,47,27,51],[26,52,26,61],[26,63,26,67],[26,68,26,72],[26,74,26,78],[26,79,26,83],[27,1,27,2],[27,3,27,23],[27,24,27,28],[27,29,27,32],[27,33,27,38],[27,74,27,78],[27,79,27,83],[27,52,27,61],[27,63,27,67],[27,68,27,72],[26,1,26,2],[26,3,26,23],[26,24,26,28],[26,29,26,32],[26,33,26,38],[26,39,26,42],[26,43,26,46],[26,47,26,51],[25,39,25,42],[25,43,25,46],[25,47,25,51],[24,52,24,61],[24,63,24,67],[24,68,24,72],[24,74,24,78],[24,79,24,83],[25,1,25,2],[25,3,25,23],[25,24,25,28],[25,29,25,32],[25,33,25,38],[25,74,25,78],[25,79,25,83],[25,52,25,61],[25,63,25,67],[25,68,25,72],[24,1,24,2],[24,3,24,23],[24,24,24,28],[24,29,24,32],[24,33,24,38],[24,39,24,42],[24,43,24,46],[24,47,24,51],[23,39,23,42],[23,43,23,46],[23,47,23,51],[22,52,22,61],[22,63,22,67],[22,68,22,72],[22,74,22,78],[22,79,22,83],[23,1,23,2],[23,3,23,23],[23,24,23,28],[23,29,23,32],[23,33,23,38],[23,74,23,78],[23,79,23,83],[23,52,23,61],[23,63,23,67],[23,68,23,72],[22,1,22,2],[22,3,22,23],[22,24,22,28],[22,29,22,32],[22,33,22,38],[22,39,22,42],[22,43,22,46],[22,47,22,51],[21,39,21,42],[21,43,21,46],[21,47,21,51],[20,52,20,61],[20,63,20,67],[20,68,20,72],[20,74,20,78],[20,79,20,83],[21,1,21,2],[21,3,21,23],[21,24,21,28],[21,29,21,32],[21,33,21,38],[21,74,21,78],[21,79,21,83],[21,52,21,61],[21,63,21,67],[21,68,21,72],[20,1,20,2],[20,3,20,23],[20,24,20,28],[20,29,20,32],[20,33,20,38],[20,39,20,42],[20,43,20,46],[20,47,20,51],[19,39,19,42],[19,43,19,46],[19,47,19,51],[18,52,18,61],[18,63,18,67],[18,68,18,72],[18,74,18,78],[18,79,18,83],[19,1,19,2],[19,3,19,23],[19,24,19,28],[19,29,19,32],[19,33,19,38],[19,74,19,78],[19,79,19,83],[19,52,19,61],[19,63,19,67],[19,68,19,72],[18,1,18,2],[18,3,18,23],[18,24,18,28],[18,29,18,32],[18,33,18,38],[18,39,18,42],[18,43,18,46],[18,47,18,51],[17,39,17,42],[17,43,17,46],[17,47,17,51],[16,52,16,61],[16,63,16,67],[16,68,16,72],[16,74,16,78],[16,79,16,83],[17,1,17,2],[17,3,17,23],[17,24,17,28],[17,29,17,32],[17,33,17,38],[17,74,17,78],[17,79,17,83],[17,52,17,61],[17,63,17,67],[17,68,17,72],[16,1,16,2],[16,3,16,23],[16,24,16,28],[16,29,16,32],[16,33,16,38],[16,39,16,42],[16,43,16,46],[16,47,16,51],[15,39,15,42],[15,43,15,46],[15,47,15,51],[14,63,14,67],[14,68,14,72],[14,74,14,78],[14,79,14,83],[15,1,15,2],[15,3,15,23],[15,24,15,28],[15,29,15,32],[15,33,15,38],[15,74,15,78],[15,79,15,83],[15,52,15,61],[15,63,15,67],[15,68,15,72],[14,1,14,2],[14,3,14,23],[14,24,14,28],[14,29,14,32],[14,33,14,38],[14,39,14,42],[14,43,14,46],[14,47,14,51],[14,52,14,61],[11,1,11,61],[11,63,11,72],[11,74,11,83],[12,1,13,2],[12,3,13,23],[12,24,13,28],[12,29,13,32],[12,33,12,61],[12,63,12,67],[12,68,12,72],[12,74,12,78],[12,79,12,83],[13,33,13,38],[13,39,13,42],[13,43,13,46],[13,47,13,51],[13,52,13,61],[13,63,13,67],[13,68,13,72],[13,74,13,78],[13,79,13,83],[9,1,9,33],[9,34,9,39],[9,40,9,45],[9,46,9,51],[9,52,9,61],[9,63,9,67],[9,68,9,72],[9,74,9,78],[9,79,9,83],[7,1,7,61],[7,63,7,72],[7,74,7,83],[8,1,8,33],[8,34,8,39],[8,40,8,45],[8,46,8,51],[8,52,8,61],[8,63,8,67],[8,68,8,72],[8,74,8,78],[8,79,8,83],[4,49,5,63],[4,64,4,73],[4,74,4,83],[5,29,5,38],[5,39,5,48],[5,64,5,73],[5,74,5,83],[1,1,1,10],[1,11,1,44],[1,45,1,65],[1,66,1,75],[1,76,1,83],[3,1,5,12],[3,14,3,83],[4,14,5,28],[4,29,4,38],[4,39,4,48]]}
[]
[null,null,null,null,null,null,null,null,null,null,null,"Calcul de la dépréciation de la résistance thermique effective ",null,null,null,null,null,null,null,null,null,null,null,null,null,null,null,null,null,null,null,null,null,null,null,null,null,null,null,null,null,null,null,null,null,"Ensemble opaque hors sol",null,null,null,null,null,null,null,null,null,null,null,null,null,null,null,null,null,null,null,null,4,null,null,null,null,null,null,null,null,null,{"$f":"Version","v":"Version R01"}]
[]
[null,"Résultats →",null,null,null,null,null,null,null,null,null,null,null,null,"Flux thermique total et Résistance thermique effective dépréciée des bâtiments"]
[null,null,null,null,null,null,null,null,null,null,null,null,null,null,"Bâtiment\nPROPOSÉ",null,null,null,null,null,null,null,null,null,null,null,null,null,null," Σ Flux (W / K)",null,null,null,null,null,null,null,null,null,{"$f":"IFERROR(BL10+BQ13+BQ37,0)","v":0},null,null,null,null,null,null,null,null,null,"Bâtiment\nRÉFÉRENCE",null,null,null,null,null,null,null,null,null,null,null,null,null,null," Σ Flux (W / K)",null,null,null,null,null,null,null,null,null,{"$f":"IFERROR(BW10+CB13+CB37,0)","v":0}]
[null,null,null,null,null,null,null,null,null,null,null,null,null,null,null,null,null,null,null,null,null,null,null,null,null,null,null,null,null,"RSIED (m² · K / W)",null,null,null,null,null,null,null,null,null,{"$f":"IFERROR($AO$10/AN5,0)","v":0},null,null,null,null,null,null,null,null,null,null,null,null,null,null,null,null,null,null,null,null,null,null,null,null,"RSIED (m² · K / W)",null,null,null,null,null,null,null,null,null,{"$f":"IFERROR($AO$10/BW5,0)","v":0}]
[]
[null,"1 - Ensemble opaque hors sol",null,null,null,null,null,null,null,null,null,null,null,null,null,null,null,null,null,null,null,null,null,null,null,null,null,null,null,null,null,null,null,null,null,null,null,null,null,null,null,null,null,null,null,null,null,null,null,null,null,null,null,null,null,null,null,null,null,null,null,null,null,"Bâtiment PROPOSÉ",null,null,null,null,null,null,null,null,null,null,"Bâtiment RÉFÉRENCE"]
[null,"Nom de l'ensemble opaque hors sol",null,null,null,null,null,null,null,null,null,null,null,null,null,null,null,null,null,null,null,null,null,null,null,null,null,null,null,null,null,null,null,null,"Type\nd'ensemble",null,null,null,null,null,"Aire\n(m2)",null,null,null,null,null,"RSIE\n(m² · K / W)",null,null,null,null,null,"Référence",null,null,null,null,null,null,null,null,null,null,"Flux thermique\n(W / K)",null,null,null,null,"Pourcentage\n(%)",null,null,null,null,null,"Flux thermique\n(W / K)",null,null,null,null,"Pourcentage\n(%)"]
[null,{"$f":"INDEX(Vecteur_Nom_Ensemble_Opaque,BO2)","v":0},null,null,null,null,null,null,null,null,null,null,null,null,null,null,null,null,null,null,null,null,null,null,null,null,null,null,null,null,null,null,null,null,{"$f":"INDEX(Vecteur_Type_Ensemble,BO2)","v":0},null,null,null,null,null,{"$f":"INDEX(Vecteur_Aire_Ensemble,BO2)","v":0},null,null,null,null,null,{"$f":"INDEX(Vecteur_Résistance_Thermique_Effective_Proposé,BO2)","v":0},null,null,null,null,null,null,null,null,null,null,null,null,null,null,null,null,{"$f":"IFERROR(AO10/AU10,0)","v":0},null,null,null,null,{"$f":"IFERROR(BL10/$AN$5,0)","v":0},null,null,null,null,null,{"$f":"IFERROR(AO10/INDEX(Vecteur_Résistance_Thermique_Effective_Référence,BO2),0)","v":0},null,null,null,null,{"$f":"IFERROR(BW10/$BW$5,0)","v":0}]
[]
[null,"2 - Jonctions linéaires",null,null,null,null,null,null,null,null,null,null,null,null,null,null,null,null,null,null,null,null,null,null,null,null,null,null,null,null,null,null,null,null,null,null,null,null,null,null,null,null,null,null,null,null,null,null,null,null,null,null,null,null,null,null,null,null,null,null,null,null,null,"Bâtiment PROPOSÉ",null,null,null,null,null,null,null,null,null,null,"Bâtiment RÉFÉRENCE"]
[null,"Item",null,"Nom de la jonction linéraire",null,null,null,null,null,null,null,null,null,null,null,null,null,null,null,null,null,null,null,null,"Type de\njonction",null,null,null,null,"Longueur\n(m)",null,null,null,"Coefficient Ψ\n(W / m · K)",null,null,null,null,null,null,null,null,null,null,null,null,null,null,null,null,null,null,null,null,null,null,null,null,null,null,null,null,null," Σ Flux (W / K)",null,null,null,null,{"$f":"SUM(BL15:BL34)","v":0},null,null,null,null,null," Σ Flux (W / K)",null,null,null,null,{"$f":"SUM(BW15:BW34)","v":0}]
[null,null,null,null,null,null,null,null,null,null,null,null,null,null,null,null,null,null,null,null,null,null,null,null,null,null,null,null,null,null,null,null,null,"Conformité aux\nexigences prescriptives",null,null,null,null,null," Ψ\ngénérique",null,null,null," Ψ\nspécifique",null,null,null,"Pourcentage\nappliqué (%)",null,null,null,null,"Référence",null,null,null,null,null,null,null,null,null,null,"Flux thermique\n(W / K)",null,null,null,null,"Pourcentage\n(%)",null,null,null,null,null,"Flux thermique\n(W / K)",null,null,null,null,"Pourcentage\n(%)"]
[null,1,null,null,null,null,null,null,null,null,null,null,null,null,null,null,null,null,null,null,null,null,null,null,null,null,null,null,null,null,null,null,null,null,null,null,null,null,null,{"$f":"IF(AND(Y15<>\"\",AH15=\"Oui\"),VLOOKUP(Y15,Tableau_Coefficients_Linéaires,2,0),IF(AND(Y15<>\"\",AH15=\"Non\"),VLOOKUP(Y15,Tableau_Coefficients_Linéaires,3,0),\"\"))","v":""},null,null,null,null,null,null,null,null,null,null,null,null,null,null,null,null,null,null,null,null,null,null,null,{"$f":"IF(AND(Y15<>\"\",AD15<>\"\",AH15<>\"\"),IF(AND(AN15<>\"\",AV15<>\"\"),AD15*AN15*AV15/100,IF(AND(AR15<>\"\",AV15<>\"\"),AD15*AR15*AV15/100,\"\")),0)","v":0},null,null,null,null,{"$f":"IFERROR(BL15/$AN$5,0)","v":0},null,null,null,null,null,{"$f":"IF(AND(Y15<>\"\",AD15<>\"\"),AD15*VLOOKUP(Y15,Tableau_Coefficients_Linéaires,2,0)*AV15/100,0)","v":0},null,null,null,null,{"$f":"IFERROR(BW15/$BW$5,0)","v":0}]
[null,2,null,null,null,null,null,null,null,null,null,null,null,null,null,null,null,null,null,null,null,null,null,null,null,null,null,null,null,null,null,null,null,null,null,null,null,null,null,"",null,null,null,null,null,null,null,null,null,null,null,null,null,null,null,null,null,null,null,null,null,null,null,0,null,null,null,null,0,null,null,null,null,null,0,null,null,null,null,0]
[null,3,null,null,null,null,null,null,null,null,null,null,null,null,null,null,null,null,null,null,null,null,null,null,null,null,null,null,null,null,null,null,null,null,null,null,null,null,null,"",null,null,null,null,null,null,null,null,null,null,null,null,null,null,null,null,null,null,null,null,null,null,null,0,null,null,null,null,0,null,null,null,null,null,0,null,null,null,null,0]
[null,4,null,null,null,null,null,null,null,null,null,null,null,null,null,null,null,null,null,null,null,null,null,null,null,null,null,null,null,null,null,null,null,null,null,null,null,null,null,"",null,null,null,null,null,null,null,null,null,null,null,null,null,null,null,null,null,null,null,null,null,null,null,0,null,null,null,null,0,null,null,null,null,null,0,null,null,null,null,0]
[null,5,null,null,null,null,null,null,null,null,null,null,null,null,null,null,null,null,null,null,null,null,null,null,null,null,null,null,null,null,null,null,null,null,null,null,null,null,null,"",null,null,null,null,null,null,null,null,null,null,null,null,null,null,null,null,null,null,null,null,null,null,null,0,null,null,null,null,0,null,null,null,null,null,0,null,null,null,null,0]
[null,6,null,null,null,null,null,null,null,null,null,null,null,null,null,null,null,null,null,null,null,null,null,null,null,null,null,null,null,null,null,null,null,null,null,null,null,null,null,"",null,null,null,null,null,null,null,null,null,null,null,null,null,null,null,null,null,null,null,null,null,null,null,0,null,null,null,null,0,null,null,null,null,null,0,null,null,null,null,0]
[null,7,null,null,null,null,null,null,null,null,null,null,null,null,null,null,null,null,null,null,null,null,null,null,null,null,null,null,null,null,null,null,null,null,null,null,null,null,null,"",null,null,null,null,null,null,null,null,null,null,null,null,null,null,null,null,null,null,null,null,null,null,null,0,null,null,null,null,0,null,null,null,null,null,0,null,null,null,null,0]
[null,8,null,null,null,null,null,null,null,null,null,null,null,null,null,null,null,null,null,null,null,null,null,null,null,null,null,null,null,null,null,null,null,null,null,null,null,null,null,"",null,null,null,null,null,null,null,null,null,null,null,null,null,null,null,null,null,null,null,null,null,null,null,0,null,null,null,null,0,null,null,null,null,null,0,null,null,null,null,0]
[null,9,null,null,null,null,null,null,null,null,null,null,null,null,null,null,null,null,null,null,null,null,null,null,null,null,null,null,null,null,null,null,null,null,null,null,null,null,null,"",null,null,null,null,null,null,null,null,null,null,null,null,null,null,null,null,null,null,null,null,null,null,null,0,null,null,null,null,0,null,null,null,null,null,0,null,null,null,null,0]
[null,10,null,null,null,null,null,null,null,null,null,null,null,null,null,null,null,null,null,null,null,null,null,null,null,null,null,null,null,null,null,null,null,null,null,null,null,null,null,"",null,null,null,null,null,null,null,null,null,null,null,null,null,null,null,null,null,null,null,null,null,null,null,0,null,null,null,null,0,null,null,null,null,null,0,null,null,null,null,0]
[null,11,null,null,null,null,null,null,null,null,null,null,null,null,null,null,null,null,null,null,null,null,null,null,null,null,null,null,null,null,null,null,null,null,null,null,null,null,null,"",null,null,null,null,null,null,null,null,null,null,null,null,null,null,null,null,null,null,null,null,null,null,null,0,null,null,null,null,0,null,null,null,null,null,0,null,null,null,null,0]
[null,12,null,null,null,null,null,null,null,null,null,null,null,null,null,null,null,null,null,null,null,null,null,null,null,null,null,null,null,null,null,null,null,null,null,null,null,null,null,"",null,null,null,null,null,null,null,null,null,null,null,null,null,null,null,null,null,null,null,null,null,null,null,0,null,null,null,null,0,null,null,null,null,null,0,null,null,null,null,0]
[null,13,null,null,null,null,null,null,null,null,null,null,null,null,null,null,null,null,null,null,null,null,null,null,null,null,null,null,null,null,null,null,null,null,null,null,null,null,null,"",null,null,null,null,null,null,null,null,null,null,null,null,null,null,null,null,null,null,null,null,null,null,null,0,null,null,null,null,0,null,null,null,null,null,0,null,null,null,null,0]
[null,14,null,null,null,null,null,null,null,null,null,null,null,null,null,null,null,null,null,null,null,null,null,null,null,null,null,null,null,null,null,null,null,null,null,null,null,null,null,"",null,null,null,null,null,null,null,null,null,null,null,null,null,null,null,null,null,null,null,null,null,null,null,0,null,null,null,null,0,null,null,null,null,null,0,null,null,null,null,0]
[null,15,null,null,null,null,null,null,null,null,null,null,null,null,null,null,null,null,null,null,null,null,null,null,null,null,null,null,null,null,null,null,null,null,null,null,null,null,null,"",null,null,null,null,null,null,null,null,null,null,null,null,null,null,null,null,null,null,null,null,null,null,null,0,null,null,null,null,0,null,null,null,null,null,0,null,null,null,null,0]
[null,16,null,null,null,null,null,null,null,null,null,null,null,null,null,null,null,null,null,null,null,null,null,null,null,null,null,null,null,null,null,null,null,null,null,null,null,null,null,"",null,null,null,null,null,null,null,null,null,null,null,null,null,null,null,null,null,null,null,null,null,null,null,0,null,null,null,null,0,null,null,null,null,null,0,null,null,null,null,0]
[null,17,null,null,null,null,null,null,null,null,null,null,null,null,null,null,null,null,null,null,null,null,null,null,null,null,null,null,null,null,null,null,null,null,null,null,null,null,null,"",null,null,null,null,null,null,null,null,null,null,null,null,null,null,null,null,null,null,null,null,null,null,null,0,null,null,null,null,0,null,null,null,null,null,0,null,null,null,null,0]
[null,18,null,null,null,null,null,null,null,null,null,null,null,null,null,null,null,null,null,null,null,null,null,null,null,null,null,null,null,null,null,null,null,null,null,null,null,null,null,"",null,null,null,null,null,null,null,null,null,null,null,null,null,null,null,null,null,null,null,null,null,null,null,0,null,null,null,null,0,null,null,null,null,null,0,null,null,null,null,0]
[null,19,null,null,null,null,null,null,null,null,null,null,null,null,null,null,null,null,null,null,null,null,null,null,null,null,null,null,null,null,null,null,null,null,null,null,null,null,null,"",null,null,null,null,null,null,null,null,null,null,null,null,null,null,null,null,null,null,null,null,null,null,null,0,null,null,null,null,0,null,null,null,null,null,0,null,null,null,null,0]
[null,20,null,null,null,null,null,null,null,null,null,null,null,null,null,null,null,null,null,null,null,null,null,null,null,null,null,null,null,null,null,null,null,null,null,null,null,null,null,"",null,null,null,null,null,null,null,null,null,null,null,null,null,null,null,null,null,null,null,null,null,null,null,0,null,null,null,null,0,null,null,null,null,null,0,null,null,null,null,0]
[]
[null,"3 - Pénétrations ponctuelles",null,null,null,null,null,null,null,null,null,null,null,null,null,null,null,null,null,null,null,null,null,null,null,null,null,null,null,null,null,null,null,null,null,null,null,null,null,null,null,null,null,null,null,null,null,null,null,null,null,null,null,null,null,null,null,null,null,null,null,null,null,"Bâtiment PROPOSÉ",null,null,null,null,null,null,null,null,null,null,"Bâtiment RÉFÉRENCE"]
[null,"Item",null,"Nom de la pénétration ponctuelle",null,null,null,null,null,null,null,null,null,null,null,null,null,null,null,null,null,null,null,null,"Type de\npénétration",null,null,null,null,"Quantité",null,null,null,"Coefficient Ӽ\n(W / m · K)",null,null,null,null,null,null,null,null,null,null,null,null,null,null,null,null,null,null,null,null,null,null,null,null,null,null,null,null,null," Σ Flux (W / K)",null,null,null,null,{"$f":"SUM(BL39:BL58)","v":0},null,null,null,null,null," Σ Flux (W / K)",null,null,null,null,{"$f":"SUM(BW39:BW58)","v":0}]
[null,null,null,null,null,null,null,null,null,null,null,null,null,null,null,null,null,null,null,null,null,null,null,null,null,null,null,null,null,null,null,null,null,"Conformité aux\nexigences prescriptives",null,null,null,null,null,null," Ӽ\ngénérique",null,null,null,null,null," Ӽ\nspécifique",null,null,null,null,null,"Référence",null,null,null,null,null,null,null,null,null,null,"Flux thermique\n(W / K)",null,null,null,null,"Pourcentage\n(%)",null,null,null,null,null,"Flux thermique\n(W / K)",null,null,null,null,"Pourcentage\n(%)"]
[null,1,null,null,null,null,null,null,null,null,null,null,null,null,null,null,null,null,null,null,null,null,null,null,null,null,null,null,null,null,null,null,null,null,null,null,null,null,null,null,{"$f":"IF(AND(Y39<>\"\",AH39=\"Oui\"),VLOOKUP(Y39,Tableau_Pénétration_Ponctuelle,2,0),IF(AND(Y39<>\"\",AH39=\"Non\"),VLOOKUP(Y39,Tableau_Pénétration_Ponctuelle,3,0),\"\"))","v":""},null,null,null,null,null,null,null,null,null,null,null,null,null,null,null,null,null,null,null,null,null,null,{"$f":"IF(AND(Y39<>\"\",AD39<>\"\",AH39<>\"\"),IF(AO39<>\"\",AD39*AO39,IF(AU39<>\"\",AD39*AU39,\"\")),0)","v":0},null,null,null,null,{"$f":"IFERROR(BL39/$AN$5,0)","v":0},null,null,null,null,null,{"$f":"IF(AND(Y39<>\"\",AD39<>\"\"),AD39*VLOOKUP(Y39,Tableau_Pénétration_Ponctuelle,2,0),0)","v":0},null,null,null,null,{"$f":"IFERROR(BW39/$BW$5,0)","v":0}]
[null,2,null,null,null,null,null,null,null,null,null,null,null,null,null,null,null,null,null,null,null,null,null,null,null,null,null,null,null,null,null,null,null,null,null,null,null,null,null,null,"",null,null,null,null,null,null,null,null,null,null,null,null,null,null,null,null,null,null,null,null,null,null,0,null,null,null,null,0,null,null,null,null,null,0,null,null,null,null,0]
[null,3,null,null,null,null,null,null,null,null,null,null,null,null,null,null,null,null,null,null,null,null,null,null,null,null,null,null,null,null,null,null,null,null,null,null,null,null,null,null,"",null,null,null,null,null,null,null,null,null,null,null,null,null,null,null,null,null,null,null,null,null,null,0,null,null,null,null,0,null,null,null,null,null,0,null,null,null,null,0]
[null,4,null,null,null,null,null,null,null,null,null,null,null,null,null,null,null,null,null,null,null,null,null,null,null,null,null,null,null,null,null,null,null,null,null,null,null,null,null,null,"",null,null,null,null,null,null,null,null,null,null,null,null,null,null,null,null,null,null,null,null,null,null,0,null,null,null,null,0,null,null,null,null,null,0,null,null,null,null,0]
[null,5,null,null,null,null,null,null,null,null,null,null,null,null,null,null,null,null,null,null,null,null,null,null,null,null,null,null,null,null,null,null,null,null,null,null,null,null,null,null,"",null,null,null,null,null,null,null,null,null,null,null,null,null,null,null,null,null,null,null,null,null,null,0,null,null,null,null,0,null,null,null,null,null,0,null,null,null,null,0]
[null,6,null,null,null,null,null,null,null,null,null,null,null,null,null,null,null,null,null,null,null,null,null,null,null,null,null,null,null,null,null,null,null,null,null,null,null,null,null,null,"",null,null,null,null,null,null,null,null,null,null,null,null,null,null,null,null,null,null,null,null,null,null,0,null,null,null,null,0,null,null,null,null,null,0,null,null,null,null,0]
[null,7,null,null,null,null,null,null,null,null,null,null,null,null,null,null,null,null,null,null,null,null,null,null,null,null,null,null,null,null,null,null,null,null,null,null,null,null,null,null,"",null,null,null,null,null,null,null,null,null,null,null,null,null,null,null,null,null,null,null,null,null,null,0,null,null,null,null,0,null,null,null,null,null,0,null,null,null,null,0]
[null,8,null,null,null,null,null,null,null,null,null,null,null,null,null,null,null,null,null,null,null,null,null,null,null,null,null,null,null,null,null,null,null,null,null,null,null,null,null,null,"",null,null,null,null,null,null,null,null,null,null,null,null,null,null,null,null,null,null,null,null,null,null,0,null,null,null,null,0,null,null,null,null,null,0,null,null,null,null,0]
[null,9,null,null,null,null,null,null,null,null,null,null,null,null,null,null,null,null,null,null,null,null,null,null,null,null,null,null,null,null,null,null,null,null,null,null,null,null,null,null,"",null,null,null,null,null,null,null,null,null,null,null,null,null,null,null,null,null,null,null,null,null,null,0,null,null,null,null,0,null,null,null,null,null,0,null,null,null,null,0]
[null,10,null,null,null,null,null,null,null,null,null,null,null,null,null,null,null,null,null,null,null,null,null,null,null,null,null,null,null,null,null,null,null,null,null,null,null,null,null,null,"",null,null,null,null,null,null,null,null,null,null,null,null,null,null,null,null,null,null,null,null,null,null,0,null,null,null,null,0,null,null,null,null,null,0,null,null,null,null,0]
[null,11,null,null,null,null,null,null,null,null,null,null,null,null,null,null,null,null,null,null,null,null,null,null,null,null,null,null,null,null,null,null,null,null,null,null,null,null,null,null,"",null,null,null,null,null,null,null,null,null,null,null,null,null,null,null,null,null,null,null,null,null,null,0,null,null,null,null,0,null,null,null,null,null,0,null,null,null,null,0]
[null,12,null,null,null,null,null,null,null,null,null,null,null,null,null,null,null,null,null,null,null,null,null,null,null,null,null,null,null,null,null,null,null,null,null,null,null,null,null,null,"",null,null,null,null,null,null,null,null,null,null,null,null,null,null,null,null,null,null,null,null,null,null,0,null,null,null,null,0,null,null,null,null,null,0,null,null,null,null,0]
[null,13,null,null,null,null,null,null,null,null,null,null,null,null,null,null,null,null,null,null,null,null,null,null,null,null,null,null,null,null,null,null,null,null,null,null,null,null,null,null,"",null,null,null,null,null,null,null,null,null,null,null,null,null,null,null,null,null,null,null,null,null,null,0,null,null,null,null,0,null,null,null,null,null,0,null,null,null,null,0]
[null,14,null,null,null,null,null,null,null,null,null,null,null,null,null,null,null,null,null,null,null,null,null,null,null,null,null,null,null,null,null,null,null,null,null,null,null,null,null,null,"",null,null,null,null,null,null,null,null,null,null,null,null,null,null,null,null,null,null,null,null,null,null,0,null,null,null,null,0,null,null,null,null,null,0,null,null,null,null,0]
[null,15,null,null,null,null,null,null,null,null,null,null,null,null,null,null,null,null,null,null,null,null,null,null,null,null,null,null,null,null,null,null,null,null,null,null,null,null,null,null,"",null,null,null,null,null,null,null,null,null,null,null,null,null,null,null,null,null,null,null,null,null,null,0,null,null,null,null,0,null,null,null,null,null,0,null,null,null,null,0]
[null,16,null,null,null,null,null,null,null,null,null,null,null,null,null,null,null,null,null,null,null,null,null,null,null,null,null,null,null,null,null,null,null,null,null,null,null,null,null,null,"",null,null,null,null,null,null,null,null,null,null,null,null,null,null,null,null,null,null,null,null,null,null,0,null,null,null,null,0,null,null,null,null,null,0,null,null,null,null,0]
[null,17,null,null,null,null,null,null,null,null,null,null,null,null,null,null,null,null,null,null,null,null,null,null,null,null,null,null,null,null,null,null,null,null,null,null,null,null,null,null,"",null,null,null,null,null,null,null,null,null,null,null,null,null,null,null,null,null,null,null,null,null,null,0,null,null,null,null,0,null,null,null,null,null,0,null,null,null,null,0]
[null,18,null,null,null,null,null,null,null,null,null,null,null,null,null,null,null,null,null,null,null,null,null,null,null,null,null,null,null,null,null,null,null,null,null,null,null,null,null,null,"",null,null,null,null,null,null,null,null,null,null,null,null,null,null,null,null,null,null,null,null,null,null,0,null,null,null,null,0,null,null,null,null,null,0,null,null,null,null,0]
[null,19,null,null,null,null,null,null,null,null,null,null,null,null,null,null,null,null,null,null,null,null,null,null,null,null,null,null,null,null,null,null,null,null,null,null,null,null,null,null,"",null,null,null,null,null,null,null,null,null,null,null,null,null,null,null,null,null,null,null,null,null,null,0,null,null,null,null,0,null,null,null,null,null,0,null,null,null,null,0]
[null,20,null,null,null,null,null,null,null,null,null,null,null,null,null,null,null,null,null,null,null,null,null,null,null,null,null,null,null,null,null,null,null,null,null,null,null,null,null,null,"",null,null,null,null,null,null,null,null,null,null,null,null,null,null,null,null,null,null,null,null,null,null,0,null,null,null,null,0,null,null,null,null,null,0,null,null,null,null,0]

{"sheet":"5","index":6,"n_rows":58,"n_cols":80,"rows_kept":58,"cut":false,"hidden":false,"merged":[[57,46,57,51],[57,52,57,61],[57,63,57,67],[57,68,57,72],[57,74,57,78],[57,79,57,83],[57,1,57,2],[57,3,57,23],[57,24,57,28],[57,29,57,32],[57,33,57,39],[57,40,57,45],[56,46,56,51],[56,52,56,61],[56,63,56,67],[56,68,56,72],[56,74,56,78],[56,79,56,83],[56,1,56,2],[56,3,56,23],[56,24,56,28],[56,29,56,32],[56,33,56,39],[56,40,56,45],[55,46,55,51],[55,52,55,61],[55,63,55,67],[55,68,55,72],[55,74,55,78],[55,79,55,83],[55,1,55,2],[55,3,55,23],[55,24,55,28],[55,29,55,32],[55,33,55,39],[55,40,55,45],[54,46,54,51],[54,52,54,61],[54,63,54,67],[54,68,54,72],[54,74,54,78],[54,79,54,83],[54,1,54,2],[54,3,54,23],[54,24,54,28],[54,29,54,32],[54,33,54,39],[54,40,54,45],[53,46,53,51],[53,52,53,61],[53,63,53,67],[53,68,53,72],[53,74,53,78],[53,79,53,83],[53,1,53,2],[53,3,53,23],[53,24,53,28],[53,29,53,32],[53,33,53,39],[53,40,53,45],[52,46,52,51],[52,52,52,61],[52,63,52,67],[52,68,52,72],[52,74,52,78],[52,79,52,83],[52,1,52,2],[52,3,52,23],[52,24,52,28],[52,29,52,32],[52,33,52,39],[52,40,52,45],[51,46,51,51],[51,52,51,61],[51,63,51,67],[51,68,51,72],[51,74,51,78],[51,79,51,83],[51,1,51,2],[51,3,51,23],[51,24,51,28],[51,29,51,32],[51,33,51,39],[51,40,51,45],[50,46,50,51],[50,52,50,61],[50,63,50,67],[50,68,50,72],[50,74,50,78],[50,79,50,83],[50,1,50,2],[50,3,50,23],[50,24,50,28],[50,29,50,32],[50,33,50,39],[50,40,50,45],[49,46,49,51],[49,52,49,61],[49,63,49,67],[49,68,49,72],[49,74,49,78],[49,79,49,83],[49,1,49,2],[49,3,49,23],[49,24,49,28],[49,29,49,32],[49,33,49,39],[49,40,49,45],[48,46,48,51],[48,52,48,61],[48,63,48,67],[48,68,48,72],[48,74,48,78],[48,79,48,83],[48,1,48,2],[48,3,48,23],[48,24,48,28],[48,29,48,32],[48,33,48,39],[48,40,48,45],[47,46,47,51],[47,52,47,61],[47,63,47,67],[47,68,47,72],[47,74,47,78],[47,79,47,83],[47,1,47,2],[47,3,47,23],[47,24,47,28],[47,29,47,32],[47,33,47,39],[47,40,47,45],[46,46,46,51],[46,52,46,61],[46,63,46,67],[46,68,46,72],[46,74,46,78],[46,79,46,83],[46,1,46,2],[46,3,46,23],[46,24,46,28],[46,29,46,32],[46,33,46,39],[46,40,46,45],[45,46,45,51],[45,52,45,61],[45,63,45,67],[45,68,45,72],[45,74,45,78],[45,79,45,83],[45,1,45,2],[45,3,45,23],[45,24,45,28],[45,29,45,32],[45,33,45,39],[45,40,45,45],[44,46,44,51],[44,52,44,61],[44,63,44,67],[44,68,44,72],[44,74,44,78],[44,79,44,83],[44,1,44,2],[44,3,44,23],[44,24,44,28],[44,29,44,32],[44,33,44,39],[44,40,44,45],[43,46,43,51],[43,52,43,61],[43,63,43,67],[43,68,43,72],[43,74,43,78],[43,79,43,83],[43,1,43,2],[43,3,43,23],[43,24,43,28],[43,29,43,32],[43,33,43,39],[43,40,43,45],[42,46,42,51],[42,52,42,61],[42,63,42,67],[42,68,42,72],[42,74,42,78],[42,79,42,83],[42,1,42,2],[42,3,42,23],[42,24,42,28],[42,29,42,32],[42,33,42,39],[42,40,42,45],[41,46,41,51],[41,52,41,61],[41,63,41,67],[41,68,41,72],[41,74,41,78],[41,79,41,83],[41,1,41,2],[41,3,41,23],[41,24,41,28],[41,29,41,32],[41,33,41,39],[41,40,41,45],[39,1,39,2],[39,3,39,23],[39,24,39,28],[39,29,39,32],[39,33,39,39],[39,40,39,45],[39,46,39,51],[39,52,39,61],[39,63,39,67],[40,46,40,51],[40,52,40,61],[40,63,40,67],[40,68,40,72],[40,74,40,78],[40,79,40,83],[40,1,40,2],[40,3,40,23],[40,24,40,28],[40,29,40,32],[40,33,40,39],[40,40,40,45],[38,1,38,2],[38,3,38,23],[38,24,38,28],[38,29,38,32],[38,33,38,39],[38,40,38,45],[38,46,38,51],[38,52,38,61],[38,74,38,78],[35,1,35,61],[35,63,35,72],[35,74,35,83],[36,1,37,2],[36,3,37,23],[36,24,37,28],[36,29,37,32],[36,33,36,61],[36,79,36,83],[37,33,37,39],[37,40,37,45],[37,46,37,51],[37,52,37,61],[37,63,37,67],[37,68,37,72],[37,74,37,78],[37,79,37,83],[33,63,33,67],[33,68,33,72],[36,63,36,67],[36,68,36,72],[36,74,36,78],[39,74,39,78],[39,79,39,83],[38,63,38,67],[38,68,38,72],[38,79,38,83],[39,68,39,72],[32,52,32,61],[32,63,32,67],[32,68,32,72],[32,74,32,78],[32,79,32,83],[33,1,33,2],[33,3,33,23],[33,24,33,28],[33,29,33,32],[33,33,33,38],[33,74,33,78],[33,79,33,83],[32,1,32,2],[32,3,32,23],[32,24,32,28],[32,29,32,32],[32,33,32,38],[32,39,32,42],[32,43,32,46],[32,47,32,51],[33,39,33,42],[33,43,33,46],[33,47,33,51],[33,52,33,61],[31,39,31,42],[31,43,31,46],[31,47,31,51],[30,52,30,61],[30,63,30,67],[30,68,30,72],[30,74,30,78],[30,79,30,83],[31,1,31,2],[31,3,31,23],[31,24,31,28],[31,29,31,32],[31,33,31,38],[31,74,31,78],[31,79,31,83],[31,52,31,61],[31,63,31,67],[31,68,31,72],[30,1,30,2],[30,3,30,23],[30,24,30,28],[30,29,30,32],[30,33,30,38],[30,39,30,42],[30,43,30,46],[30,47,30,51],[29,39,29,42],[29,43,29,46],[29,47,29,51],[28,52,28,61],[28,63,28,67],[28,68,28,72],[28,74,28,78],[28,79,28,83],[29,1,29,2],[29,3,29,23],[29,24,29,28],[29,29,29,32],[29,33,29,38],[29,74,29,78],[29,79,29,83],[29,52,29,61],[29,63,29,67],[29,68,29,72],[28,1,28,2],[28,3,28,23],[28,24,28,28],[28,29,28,32],[28,33,28,38],[28,39,28,42],[28,43,28,46],[28,47,28,51],[27,39,27,42],[27,43,27,46],[27,47,27,51],[26,52,26,61],[26,63,26,67],[26,68,26,72],[26,74,26,78],[26,79,26,83],[27,1,27,2],[27,3,27,23],[27,24,27,28],[27,29,27,32],[27,33,27,38],[27,74,27,78],[27,79,27,83],[27,52,27,61],[27,63,27,67],[27,68,27,72],[26,1,26,2],[26,3,26,23],[26,24,26,28],[26,29,26,32],[26,33,26,38],[26,39,26,42],[26,43,26,46],[26,47,26,51],[25,39,25,42],[25,43,25,46],[25,47,25,51],[24,52,24,61],[24,63,24,67],[24,68,24,72],[24,74,24,78],[24,79,24,83],[25,1,25,2],[25,3,25,23],[25,24,25,28],[25,29,25,32],[25,33,25,38],[25,74,25,78],[25,79,25,83],[25,52,25,61],[25,63,25,67],[25,68,25,72],[24,1,24,2],[24,3,24,23],[24,24,24,28],[24,29,24,32],[24,33,24,38],[24,39,24,42],[24,43,24,46],[24,47,24,51],[23,39,23,42],[23,43,23,46],[23,47,23,51],[22,52,22,61],[22,63,22,67],[22,68,22,72],[22,74,22,78],[22,79,22,83],[23,1,23,2],[23,3,23,23],[23,24,23,28],[23,29,23,32],[23,33,23,38],[23,74,23,78],[23,79,23,83],[23,52,23,61],[23,63,23,67],[23,68,23,72],[22,1,22,2],[22,3,22,23],[22,24,22,28],[22,29,22,32],[22,33,22,38],[22,39,22,42],[22,43,22,46],[22,47,22,51],[21,39,21,42],[21,43,21,46],[21,47,21,51],[20,52,20,61],[20,63,20,67],[20,68,20,72],[20,74,20,78],[20,79,20,83],[21,1,21,2],[21,3,21,23],[21,24,21,28],[21,29,21,32],[21,33,21,38],[21,74,21,78],[21,79,21,83],[21,52,21,61],[21,63,21,67],[21,68,21,72],[20,1,20,2],[20,3,20,23],[20,24,20,28],[20,29,20,32],[20,33,20,38],[20,39,20,42],[20,43,20,46],[20,47,20,51],[19,39,19,42],[19,43,19,46],[19,47,19,51],[18,52,18,61],[18,63,18,67],[18,68,18,72],[18,74,18,78],[18,79,18,83],[19,1,19,2],[19,3,19,23],[19,24,19,28],[19,29,19,32],[19,33,19,38],[19,74,19,78],[19,79,19,83],[19,52,19,61],[19,63,19,67],[19,68,19,72],[18,1,18,2],[18,3,18,23],[18,24,18,28],[18,29,18,32],[18,33,18,38],[18,39,18,42],[18,43,18,46],[18,47,18,51],[17,39,17,42],[17,43,17,46],[17,47,17,51],[16,52,16,61],[16,63,16,67],[16,68,16,72],[16,74,16,78],[16,79,16,83],[17,1,17,2],[17,3,17,23],[17,24,17,28],[17,29,17,32],[17,33,17,38],[17,74,17,78],[17,79,17,83],[17,52,17,61],[17,63,17,67],[17,68,17,72],[16,1,16,2],[16,3,16,23],[16,24,16,28],[16,29,16,32],[16,33,16,38],[16,39,16,42],[16,43,16,46],[16,47,16,51],[15,39,15,42],[15,43,15,46],[15,47,15,51],[14,63,14,67],[14,68,14,72],[14,74,14,78],[14,79,14,83],[15,1,15,2],[15,3,15,23],[15,24,15,28],[15,29,15,32],[15,33,15,38],[15,74,15,78],[15,79,15,83],[15,52,15,61],[15,63,15,67],[15,68,15,72],[14,1,14,2],[14,3,14,23],[14,24,14,28],[14,29,14,32],[14,33,14,38],[14,39,14,42],[14,43,14,46],[14,47,14,51],[14,52,14,61],[11,1,11,61],[11,63,11,72],[11,74,11,83],[12,1,13,2],[12,3,13,23],[12,24,13,28],[12,29,13,32],[12,33,12,61],[12,63,12,67],[12,68,12,72],[12,74,12,78],[12,79,12,83],[13,33,13,38],[13,39,13,42],[13,43,13,46],[13,47,13,51],[13,52,13,61],[13,63,13,67],[13,68,13,72],[13,74,13,78],[13,79,13,83],[9,1,9,33],[9,34,9,39],[9,40,9,45],[9,46,9,51],[9,52,9,61],[9,63,9,67],[9,68,9,72],[9,74,9,78],[9,79,9,83],[7,1,7,61],[7,63,7,72],[7,74,7,83],[8,1,8,33],[8,34,8,39],[8,40,8,45],[8,46,8,51],[8,52,8,61],[8,63,8,67],[8,68,8,72],[8,74,8,78],[8,79,8,83],[4,49,5,63],[4,64,4,73],[4,74,4,83],[5,29,5,38],[5,39,5,48],[5,64,5,73],[5,74,5,83],[1,1,1,10],[1,11,1,44],[1,45,1,65],[1,66,1,75],[1,76,1,83],[3,1,5,12],[3,14,3,83],[4,14,5,28],[4,29,4,38],[4,39,4,48]]}
[]
[null,null,null,null,null,null,null,null,null,null,null,"Calcul de la dépréciation de la résistance thermique effective ",null,null,null,null,null,null,null,null,null,null,null,null,null,null,null,null,null,null,null,null,null,null,null,null,null,null,null,null,null,null,null,null,null,"Ensemble opaque hors sol",null,null,null,null,null,null,null,null,null,null,null,null,null,null,null,null,null,null,null,null,5,null,null,null,null,null,null,null,null,null,{"$f":"Version","v":"Version R01"}]
[]
[null,"Résultats →",null,null,null,null,null,null,null,null,null,null,null,null,"Flux thermique total et Résistance thermique effective dépréciée des bâtiments"]
[null,null,null,null,null,null,null,null,null,null,null,null,null,null,"Bâtiment\nPROPOSÉ",null,null,null,null,null,null,null,null,null,null,null,null,null,null," Σ Flux (W / K)",null,null,null,null,null,null,null,null,null,{"$f":"IFERROR(BL10+BQ13+BQ37,0)","v":0},null,null,null,null,null,null,null,null,null,"Bâtiment\nRÉFÉRENCE",null,null,null,null,null,null,null,null,null,null,null,null,null,null," Σ Flux (W / K)",null,null,null,null,null,null,null,null,null,{"$f":"IFERROR(BW10+CB13+CB37,0)","v":0}]
[null,null,null,null,null,null,null,null,null,null,null,null,null,null,null,null,null,null,null,null,null,null,null,null,null,null,null,null,null,"RSIED (m² · K / W)",null,null,null,null,null,null,null,null,null,{"$f":"IFERROR($AO$10/AN5,0)","v":0},null,null,null,null,null,null,null,null,null,null,null,null,null,null,null,null,null,null,null,null,null,null,null,null,"RSIED (m² · K / W)",null,null,null,null,null,null,null,null,null,{"$f":"IFERROR($AO$10/BW5,0)","v":0}]
[]
[null,"1 - Ensemble opaque hors sol",null,null,null,null,null,null,null,null,null,null,null,null,null,null,null,null,null,null,null,null,null,null,null,null,null,null,null,null,null,null,null,null,null,null,null,null,null,null,null,null,null,null,null,null,null,null,null,null,null,null,null,null,null,null,null,null,null,null,null,null,null,"Bâtiment PROPOSÉ",null,null,null,null,null,null,null,null,null,null,"Bâtiment RÉFÉRENCE"]
[null,"Nom de l'ensemble opaque hors sol",null,null,null,null,null,null,null,null,null,null,null,null,null,null,null,null,null,null,null,null,null,null,null,null,null,null,null,null,null,null,null,null,"Type\nd'ensemble",null,null,null,null,null,"Aire\n(m2)",null,null,null,null,null,"RSIE\n(m² · K / W)",null,null,null,null,null,"Référence",null,null,null,null,null,null,null,null,null,null,"Flux thermique\n(W / K)",null,null,null,null,"Pourcentage\n(%)",null,null,null,null,null,"Flux thermique\n(W / K)",null,null,null,null,"Pourcentage\n(%)"]
[null,{"$f":"INDEX(Vecteur_Nom_Ensemble_Opaque,BO2)","v":0},null,null,null,null,null,null,null,null,null,null,null,null,null,null,null,null,null,null,null,null,null,null,null,null,null,null,null,null,null,null,null,null,{"$f":"INDEX(Vecteur_Type_Ensemble,BO2)","v":0},null,null,null,null,null,{"$f":"INDEX(Vecteur_Aire_Ensemble,BO2)","v":0},null,null,null,null,null,{"$f":"INDEX(Vecteur_Résistance_Thermique_Effective_Proposé,BO2)","v":0},null,null,null,null,null,null,null,null,null,null,null,null,null,null,null,null,{"$f":"IFERROR(AO10/AU10,0)","v":0},null,null,null,null,{"$f":"IFERROR(BL10/$AN$5,0)","v":0},null,null,null,null,null,{"$f":"IFERROR(AO10/INDEX(Vecteur_Résistance_Thermique_Effective_Référence,BO2),0)","v":0},null,null,null,null,{"$f":"IFERROR(BW10/$BW$5,0)","v":0}]
[]
[null,"2 - Jonctions linéaires",null,null,null,null,null,null,null,null,null,null,null,null,null,null,null,null,null,null,null,null,null,null,null,null,null,null,null,null,null,null,null,null,null,null,null,null,null,null,null,null,null,null,null,null,null,null,null,null,null,null,null,null,null,null,null,null,null,null,null,null,null,"Bâtiment PROPOSÉ",null,null,null,null,null,null,null,null,null,null,"Bâtiment RÉFÉRENCE"]
[null,"Item",null,"Nom de la jonction linéraire",null,null,null,null,null,null,null,null,null,null,null,null,null,null,null,null,null,null,null,null,"Type de\njonction",null,null,null,null,"Longueur\n(m)",null,null,null,"Coefficient Ψ\n(W / m · K)",null,null,null,null,null,null,null,null,null,null,null,null,null,null,null,null,null,null,null,null,null,null,null,null,null,null,null,null,null," Σ Flux (W / K)",null,null,null,null,{"$f":"SUM(BL15:BL34)","v":0},null,null,null,null,null," Σ Flux (W / K)",null,null,null,null,{"$f":"SUM(BW15:BW34)","v":0}]
[null,null,null,null,null,null,null,null,null,null,null,null,null,null,null,null,null,null,null,null,null,null,null,null,null,null,null,null,null,null,null,null,null,"Conformité aux\nexigences prescriptives",null,null,null,null,null," Ψ\ngénérique",null,null,null," Ψ\nspécifique",null,null,null,"Pourcentage\nappliqué (%)",null,null,null,null,"Référence",null,null,null,null,null,null,null,null,null,null,"Flux thermique\n(W / K)",null,null,null,null,"Pourcentage\n(%)",null,null,null,null,null,"Flux thermique\n(W / K)",null,null,null,null,"Pourcentage\n(%)"]
[null,1,null,null,null,null,null,null,null,null,null,null,null,null,null,null,null,null,null,null,null,null,null,null,null,null,null,null,null,null,null,null,null,null,null,null,null,null,null,{"$f":"IF(AND(Y15<>\"\",AH15=\"Oui\"),VLOOKUP(Y15,Tableau_Coefficients_Linéaires,2,0),IF(AND(Y15<>\"\",AH15=\"Non\"),VLOOKUP(Y15,Tableau_Coefficients_Linéaires,3,0),\"\"))","v":""},null,null,null,null,null,null,null,null,null,null,null,null,null,null,null,null,null,null,null,null,null,null,null,{"$f":"IF(AND(Y15<>\"\",AD15<>\"\",AH15<>\"\"),IF(AND(AN15<>\"\",AV15<>\"\"),AD15*AN15*AV15/100,IF(AND(AR15<>\"\",AV15<>\"\"),AD15*AR15*AV15/100,\"\")),0)","v":0},null,null,null,null,{"$f":"IFERROR(BL15/$AN$5,0)","v":0},null,null,null,null,null,{"$f":"IF(AND(Y15<>\"\",AD15<>\"\"),AD15*VLOOKUP(Y15,Tableau_Coefficients_Linéaires,2,0)*AV15/100,0)","v":0},null,null,null,null,{"$f":"IFERROR(BW15/$BW$5,0)","v":0}]
[null,2,null,null,null,null,null,null,null,null,null,null,null,null,null,null,null,null,null,null,null,null,null,null,null,null,null,null,null,null,null,null,null,null,null,null,null,null,null,"",null,null,null,null,null,null,null,null,null,null,null,null,null,null,null,null,null,null,null,null,null,null,null,0,null,null,null,null,0,null,null,null,null,null,0,null,null,null,null,0]
[null,3,null,null,null,null,null,null,null,null,null,null,null,null,null,null,null,null,null,null,null,null,null,null,null,null,null,null,null,null,null,null,null,null,null,null,null,null,null,"",null,null,null,null,null,null,null,null,null,null,null,null,null,null,null,null,null,null,null,null,null,null,null,0,null,null,null,null,0,null,null,null,null,null,0,null,null,null,null,0]
[null,4,null,null,null,null,null,null,null,null,null,null,null,null,null,null,null,null,null,null,null,null,null,null,null,null,null,null,null,null,null,null,null,null,null,null,null,null,null,"",null,null,null,null,null,null,null,null,null,null,null,null,null,null,null,null,null,null,null,null,null,null,null,0,null,null,null,null,0,null,null,null,null,null,0,null,null,null,null,0]
[null,5,null,null,null,null,null,null,null,null,null,null,null,null,null,null,null,null,null,null,null,null,null,null,null,null,null,null,null,null,null,null,null,null,null,null,null,null,null,"",null,null,null,null,null,null,null,null,null,null,null,null,null,null,null,null,null,null,null,null,null,null,null,0,null,null,null,null,0,null,null,null,null,null,0,null,null,null,null,0]
[null,6,null,null,null,null,null,null,null,null,null,null,null,null,null,null,null,null,null,null,null,null,null,null,null,null,null,null,null,null,null,null,null,null,null,null,null,null,null,"",null,null,null,null,null,null,null,null,null,null,null,null,null,null,null,null,null,null,null,null,null,null,null,0,null,null,null,null,0,null,null,null,null,null,0,null,null,null,null,0]
[null,7,null,null,null,null,null,null,null,null,null,null,null,null,null,null,null,null,null,null,null,null,null,null,null,null,null,null,null,null,null,null,null,null,null,null,null,null,null,"",null,null,null,null,null,null,null,null,null,null,null,null,null,null,null,null,null,null,null,null,null,null,null,0,null,null,null,null,0,null,null,null,null,null,0,null,null,null,null,0]
[null,8,null,null,null,null,null,null,null,null,null,null,null,null,null,null,null,null,null,null,null,null,null,null,null,null,null,null,null,null,null,null,null,null,null,null,null,null,null,"",null,null,null,null,null,null,null,null,null,null,null,null,null,null,null,null,null,null,null,null,null,null,null,0,null,null,null,null,0,null,null,null,null,null,0,null,null,null,null,0]
[null,9,null,null,null,null,null,null,null,null,null,null,null,null,null,null,null,null,null,null,null,null,null,null,null,null,null,null,null,null,null,null,null,null,null,null,null,null,null,"",null,null,null,null,null,null,null,null,null,null,null,null,null,null,null,null,null,null,null,null,null,null,null,0,null,null,null,null,0,null,null,null,null,null,0,null,null,null,null,0]
[null,10,null,null,null,null,null,null,null,null,null,null,null,null,null,null,null,null,null,null,null,null,null,null,null,null,null,null,null,null,null,null,null,null,null,null,null,null,null,"",null,null,null,null,null,null,null,null,null,null,null,null,null,null,null,null,null,null,null,null,null,null,null,0,null,null,null,null,0,null,null,null,null,null,0,null,null,null,null,0]
[null,11,null,null,null,null,null,null,null,null,null,null,null,null,null,null,null,null,null,null,null,null,null,null,null,null,null,null,null,null,null,null,null,null,null,null,null,null,null,"",null,null,null,null,null,null,null,null,null,null,null,null,null,null,null,null,null,null,null,null,null,null,null,0,null,null,null,null,0,null,null,null,null,null,0,null,null,null,null,0]
[null,12,null,null,null,null,null,null,null,null,null,null,null,null,null,null,null,null,null,null,null,null,null,null,null,null,null,null,null,null,null,null,null,null,null,null,null,null,null,"",null,null,null,null,null,null,null,null,null,null,null,null,null,null,null,null,null,null,null,null,null,null,null,0,null,null,null,null,0,null,null,null,null,null,0,null,null,null,null,0]
[null,13,null,null,null,null,null,null,null,null,null,null,null,null,null,null,null,null,null,null,null,null,null,null,null,null,null,null,null,null,null,null,null,null,null,null,null,null,null,"",null,null,null,null,null,null,null,null,null,null,null,null,null,null,null,null,null,null,null,null,null,null,null,0,null,null,null,null,0,null,null,null,null,null,0,null,null,null,null,0]
[null,14,null,null,null,null,null,null,null,null,null,null,null,null,null,null,null,null,null,null,null,null,null,null,null,null,null,null,null,null,null,null,null,null,null,null,null,null,null,"",null,null,null,null,null,null,null,null,null,null,null,null,null,null,null,null,null,null,null,null,null,null,null,0,null,null,null,null,0,null,null,null,null,null,0,null,null,null,null,0]
[null,15,null,null,null,null,null,null,null,null,null,null,null,null,null,null,null,null,null,null,null,null,null,null,null,null,null,null,null,null,null,null,null,null,null,null,null,null,null,"",null,null,null,null,null,null,null,null,null,null,null,null,null,null,null,null,null,null,null,null,null,null,null,0,null,null,null,null,0,null,null,null,null,null,0,null,null,null,null,0]
[null,16,null,null,null,null,null,null,null,null,null,null,null,null,null,null,null,null,null,null,null,null,null,null,null,null,null,null,null,null,null,null,null,null,null,null,null,null,null,"",null,null,null,null,null,null,null,null,null,null,null,null,null,null,null,null,null,null,null,null,null,null,null,0,null,null,null,null,0,null,null,null,null,null,0,null,null,null,null,0]
[null,17,null,null,null,null,null,null,null,null,null,null,null,null,null,null,null,null,null,null,null,null,null,null,null,null,null,null,null,null,null,null,null,null,null,null,null,null,null,"",null,null,null,null,null,null,null,null,null,null,null,null,null,null,null,null,null,null,null,null,null,null,null,0,null,null,null,null,0,null,null,null,null,null,0,null,null,null,null,0]
[null,18,null,null,null,null,null,null,null,null,null,null,null,null,null,null,null,null,null,null,null,null,null,null,null,null,null,null,null,null,null,null,null,null,null,null,null,null,null,"",null,null,null,null,null,null,null,null,null,null,null,null,null,null,null,null,null,null,null,null,null,null,null,0,null,null,null,null,0,null,null,null,null,null,0,null,null,null,null,0]
[null,19,null,null,null,null,null,null,null,null,null,null,null,null,null,null,null,null,null,null,null,null,null,null,null,null,null,null,null,null,null,null,null,null,null,null,null,null,null,"",null,null,null,null,null,null,null,null,null,null,null,null,null,null,null,null,null,null,null,null,null,null,null,0,null,null,null,null,0,null,null,null,null,null,0,null,null,null,null,0]
[null,20,null,null,null,null,null,null,null,null,null,null,null,null,null,null,null,null,null,null,null,null,null,null,null,null,null,null,null,null,null,null,null,null,null,null,null,null,null,"",null,null,null,null,null,null,null,null,null,null,null,null,null,null,null,null,null,null,null,null,null,null,null,0,null,null,null,null,0,null,null,null,null,null,0,null,null,null,null,0]
[]
[null,"3 - Pénétrations ponctuelles",null,null,null,null,null,null,null,null,null,null,null,null,null,null,null,null,null,null,null,null,null,null,null,null,null,null,null,null,null,null,null,null,null,null,null,null,null,null,null,null,null,null,null,null,null,null,null,null,null,null,null,null,null,null,null,null,null,null,null,null,null,"Bâtiment PROPOSÉ",null,null,null,null,null,null,null,null,null,null,"Bâtiment RÉFÉRENCE"]
[null,"Item",null,"Nom de la pénétration ponctuelle",null,null,null,null,null,null,null,null,null,null,null,null,null,null,null,null,null,null,null,null,"Type de\npénétration",null,null,null,null,"Quantité",null,null,null,"Coefficient Ӽ\n(W / m · K)",null,null,null,null,null,null,null,null,null,null,null,null,null,null,null,null,null,null,null,null,null,null,null,null,null,null,null,null,null," Σ Flux (W / K)",null,null,null,null,{"$f":"SUM(BL39:BL58)","v":0},null,null,null,null,null," Σ Flux (W / K)",null,null,null,null,{"$f":"SUM(BW39:BW58)","v":0}]
[null,null,null,null,null,null,null,null,null,null,null,null,null,null,null,null,null,null,null,null,null,null,null,null,null,null,null,null,null,null,null,null,null,"Conformité aux\nexigences prescriptives",null,null,null,null,null,null," Ӽ\ngénérique",null,null,null,null,null," Ӽ\nspécifique",null,null,null,null,null,"Référence",null,null,null,null,null,null,null,null,null,null,"Flux thermique\n(W / K)",null,null,null,null,"Pourcentage\n(%)",null,null,null,null,null,"Flux thermique\n(W / K)",null,null,null,null,"Pourcentage\n(%)"]
[null,1,null,null,null,null,null,null,null,null,null,null,null,null,null,null,null,null,null,null,null,null,null,null,null,null,null,null,null,null,null,null,null,null,null,null,null,null,null,null,{"$f":"IF(AND(Y39<>\"\",AH39=\"Oui\"),VLOOKUP(Y39,Tableau_Pénétration_Ponctuelle,2,0),IF(AND(Y39<>\"\",AH39=\"Non\"),VLOOKUP(Y39,Tableau_Pénétration_Ponctuelle,3,0),\"\"))","v":""},null,null,null,null,null,null,null,null,null,null,null,null,null,null,null,null,null,null,null,null,null,null,{"$f":"IF(AND(Y39<>\"\",AD39<>\"\",AH39<>\"\"),IF(AO39<>\"\",AD39*AO39,IF(AU39<>\"\",AD39*AU39,\"\")),0)","v":0},null,null,null,null,{"$f":"IFERROR(BL39/$AN$5,0)","v":0},null,null,null,null,null,{"$f":"IF(AND(Y39<>\"\",AD39<>\"\"),AD39*VLOOKUP(Y39,Tableau_Pénétration_Ponctuelle,2,0),0)","v":0},null,null,null,null,{"$f":"IFERROR(BW39/$BW$5,0)","v":0}]
[null,2,null,null,null,null,null,null,null,null,null,null,null,null,null,null,null,null,null,null,null,null,null,null,null,null,null,null,null,null,null,null,null,null,null,null,null,null,null,null,"",null,null,null,null,null,null,null,null,null,null,null,null,null,null,null,null,null,null,null,null,null,null,0,null,null,null,null,0,null,null,null,null,null,0,null,null,null,null,0]
[null,3,null,null,null,null,null,null,null,null,null,null,null,null,null,null,null,null,null,null,null,null,null,null,null,null,null,null,null,null,null,null,null,null,null,null,null,null,null,null,"",null,null,null,null,null,null,null,null,null,null,null,null,null,null,null,null,null,null,null,null,null,null,0,null,null,null,null,0,null,null,null,null,null,0,null,null,null,null,0]
[null,4,null,null,null,null,null,null,null,null,null,null,null,null,null,null,null,null,null,null,null,null,null,null,null,null,null,null,null,null,null,null,null,null,null,null,null,null,null,null,"",null,null,null,null,null,null,null,null,null,null,null,null,null,null,null,null,null,null,null,null,null,null,0,null,null,null,null,0,null,null,null,null,null,0,null,null,null,null,0]
[null,5,null,null,null,null,null,null,null,null,null,null,null,null,null,null,null,null,null,null,null,null,null,null,null,null,null,null,null,null,null,null,null,null,null,null,null,null,null,null,"",null,null,null,null,null,null,null,null,null,null,null,null,null,null,null,null,null,null,null,null,null,null,0,null,null,null,null,0,null,null,null,null,null,0,null,null,null,null,0]
[null,6,null,null,null,null,null,null,null,null,null,null,null,null,null,null,null,null,null,null,null,null,null,null,null,null,null,null,null,null,null,null,null,null,null,null,null,null,null,null,"",null,null,null,null,null,null,null,null,null,null,null,null,null,null,null,null,null,null,null,null,null,null,0,null,null,null,null,0,null,null,null,null,null,0,null,null,null,null,0]
[null,7,null,null,null,null,null,null,null,null,null,null,null,null,null,null,null,null,null,null,null,null,null,null,null,null,null,null,null,null,null,null,null,null,null,null,null,null,null,null,"",null,null,null,null,null,null,null,null,null,null,null,null,null,null,null,null,null,null,null,null,null,null,0,null,null,null,null,0,null,null,null,null,null,0,null,null,null,null,0]
[null,8,null,null,null,null,null,null,null,null,null,null,null,null,null,null,null,null,null,null,null,null,null,null,null,null,null,null,null,null,null,null,null,null,null,null,null,null,null,null,"",null,null,null,null,null,null,null,null,null,null,null,null,null,null,null,null,null,null,null,null,null,null,0,null,null,null,null,0,null,null,null,null,null,0,null,null,null,null,0]
[null,9,null,null,null,null,null,null,null,null,null,null,null,null,null,null,null,null,null,null,null,null,null,null,null,null,null,null,null,null,null,null,null,null,null,null,null,null,null,null,"",null,null,null,null,null,null,null,null,null,null,null,null,null,null,null,null,null,null,null,null,null,null,0,null,null,null,null,0,null,null,null,null,null,0,null,null,null,null,0]
[null,10,null,null,null,null,null,null,null,null,null,null,null,null,null,null,null,null,null,null,null,null,null,null,null,null,null,null,null,null,null,null,null,null,null,null,null,null,null,null,"",null,null,null,null,null,null,null,null,null,null,null,null,null,null,null,null,null,null,null,null,null,null,0,null,null,null,null,0,null,null,null,null,null,0,null,null,null,null,0]
[null,11,null,null,null,null,null,null,null,null,null,null,null,null,null,null,null,null,null,null,null,null,null,null,null,null,null,null,null,null,null,null,null,null,null,null,null,null,null,null,"",null,null,null,null,null,null,null,null,null,null,null,null,null,null,null,null,null,null,null,null,null,null,0,null,null,null,null,0,null,null,null,null,null,0,null,null,null,null,0]
[null,12,null,null,null,null,null,null,null,null,null,null,null,null,null,null,null,null,null,null,null,null,null,null,null,null,null,null,null,null,null,null,null,null,null,null,null,null,null,null,"",null,null,null,null,null,null,null,null,null,null,null,null,null,null,null,null,null,null,null,null,null,null,0,null,null,null,null,0,null,null,null,null,null,0,null,null,null,null,0]
[null,13,null,null,null,null,null,null,null,null,null,null,null,null,null,null,null,null,null,null,null,null,null,null,null,null,null,null,null,null,null,null,null,null,null,null,null,null,null,null,"",null,null,null,null,null,null,null,null,null,null,null,null,null,null,null,null,null,null,null,null,null,null,0,null,null,null,null,0,null,null,null,null,null,0,null,null,null,null,0]
[null,14,null,null,null,null,null,null,null,null,null,null,null,null,null,null,null,null,null,null,null,null,null,null,null,null,null,null,null,null,null,null,null,null,null,null,null,null,null,null,"",null,null,null,null,null,null,null,null,null,null,null,null,null,null,null,null,null,null,null,null,null,null,0,null,null,null,null,0,null,null,null,null,null,0,null,null,null,null,0]
[null,15,null,null,null,null,null,null,null,null,null,null,null,null,null,null,null,null,null,null,null,null,null,null,null,null,null,null,null,null,null,null,null,null,null,null,null,null,null,null,"",null,null,null,null,null,null,null,null,null,null,null,null,null,null,null,null,null,null,null,null,null,null,0,null,null,null,null,0,null,null,null,null,null,0,null,null,null,null,0]
[null,16,null,null,null,null,null,null,null,null,null,null,null,null,null,null,null,null,null,null,null,null,null,null,null,null,null,null,null,null,null,null,null,null,null,null,null,null,null,null,"",null,null,null,null,null,null,null,null,null,null,null,null,null,null,null,null,null,null,null,null,null,null,0,null,null,null,null,0,null,null,null,null,null,0,null,null,null,null,0]
[null,17,null,null,null,null,null,null,null,null,null,null,null,null,null,null,null,null,null,null,null,null,null,null,null,null,null,null,null,null,null,null,null,null,null,null,null,null,null,null,"",null,null,null,null,null,null,null,null,null,null,null,null,null,null,null,null,null,null,null,null,null,null,0,null,null,null,null,0,null,null,null,null,null,0,null,null,null,null,0]
[null,18,null,null,null,null,null,null,null,null,null,null,null,null,null,null,null,null,null,null,null,null,null,null,null,null,null,null,null,null,null,null,null,null,null,null,null,null,null,null,"",null,null,null,null,null,null,null,null,null,null,null,null,null,null,null,null,null,null,null,null,null,null,0,null,null,null,null,0,null,null,null,null,null,0,null,null,null,null,0]
[null,19,null,null,null,null,null,null,null,null,null,null,null,null,null,null,null,null,null,null,null,null,null,null,null,null,null,null,null,null,null,null,null,null,null,null,null,null,null,null,"",null,null,null,null,null,null,null,null,null,null,null,null,null,null,null,null,null,null,null,null,null,null,0,null,null,null,null,0,null,null,null,null,null,0,null,null,null,null,0]
[null,20,null,null,null,null,null,null,null,null,null,null,null,null,null,null,null,null,null,null,null,null,null,null,null,null,null,null,null,null,null,null,null,null,null,null,null,null,null,null,"",null,null,null,null,null,null,null,null,null,null,null,null,null,null,null,null,null,null,null,null,null,null,0,null,null,null,null,0,null,null,null,null,null,0,null,null,null,null,0]

{"sheet":"6","index":7,"n_rows":58,"n_cols":80,"rows_kept":58,"cut":false,"hidden":false,"merged":[[4,49,5,63],[4,64,4,73],[4,74,4,83],[5,29,5,38],[5,39,5,48],[5,64,5,73],[5,74,5,83],[1,1,1,10],[1,11,1,44],[1,45,1,65],[1,66,1,75],[1,76,1,83],[3,1,5,12],[3,14,3,83],[4,14,5,28],[4,29,4,38],[4,39,4,48],[7,1,7,61],[7,63,7,72],[7,74,7,83],[8,1,8,33],[8,34,8,39],[8,40,8,45],[8,46,8,51],[8,52,8,61],[8,63,8,67],[8,68,8,72],[8,74,8,78],[8,79,8,83],[9,1,9,33],[9,34,9,39],[9,40,9,45],[9,46,9,51],[9,52,9,61],[9,63,9,67],[9,68,9,72],[9,74,9,78],[9,79,9,83],[14,47,14,51],[14,52,14,61],[11,1,11,61],[11,63,11,72],[11,74,11,83],[12,1,13,2],[12,3,13,23],[12,24,13,28],[12,29,13,32],[12,33,12,61],[12,63,12,67],[12,68,12,72],[12,74,12,78],[12,79,12,83],[13,33,13,38],[13,39,13,42],[13,43,13,46],[13,47,13,51],[13,52,13,61],[13,63,13,67],[13,68,13,72],[13,74,13,78],[13,79,13,83],[15,39,15,42],[15,43,15,46],[15,47,15,51],[14,63,14,67],[14,68,14,72],[14,74,14,78],[14,79,14,83],[15,1,15,2],[15,3,15,23],[15,24,15,28],[15,29,15,32],[15,33,15,38],[15,74,15,78],[15,79,15,83],[15,52,15,61],[15,63,15,67],[15,68,15,72],[14,1,14,2],[14,3,14,23],[14,24,14,28],[14,29,14,32],[14,33,14,38],[14,39,14,42],[14,43,14,46],[16,79,16,83],[17,1,17,2],[17,3,17,23],[17,24,17,28],[17,29,17,32],[17,33,17,38],[17,74,17,78],[17,79,17,83],[17,52,17,61],[17,63,17,67],[17,68,17,72],[16,1,16,2],[16,3,16,23],[16,24,16,28],[16,29,16,32],[16,33,16,38],[16,39,16,42],[16,43,16,46],[16,47,16,51],[18,43,18,46],[18,47,18,51],[17,39,17,42],[17,43,17,46],[17,47,17,51],[16,52,16,61],[16,63,16,67],[16,68,16,72],[16,74,16,78],[19,39,19,42],[19,43,19,46],[19,47,19,51],[18,52,18,61],[18,63,18,67],[18,68,18,72],[18,74,18,78],[18,79,18,83],[19,1,19,2],[19,3,19,23],[19,24,19,28],[19,29,19,32],[19,33,19,38],[19,74,19,78],[19,79,19,83],[19,52,19,61],[19,63,19,67],[19,68,19,72],[18,1,18,2],[18,3,18,23],[18,24,18,28],[18,29,18,32],[18,33,18,38],[18,39,18,42],[20,79,20,83],[21,1,21,2],[21,3,21,23],[21,24,21,28],[21,29,21,32],[21,33,21,38],[21,74,21,78],[21,79,21,83],[21,52,21,61],[21,63,21,67],[21,68,21,72],[20,1,20,2],[20,3,20,23],[20,24,20,28],[20,29,20,32],[20,33,20,38],[20,39,20,42],[20,43,20,46],[20,47,20,51],[22,43,22,46],[22,47,22,51],[21,39,21,42],[21,43,21,46],[21,47,21,51],[20,52,20,61],[20,63,20,67],[20,68,20,72],[20,74,20,78],[23,39,23,42],[23,43,23,46],[23,47,23,51],[22,52,22,61],[22,63,22,67],[22,68,22,72],[22,74,22,78],[22,79,22,83],[23,1,23,2],[23,3,23,23],[23,24,23,28],[23,29,23,32],[23,33,23,38],[23,74,23,78],[23,79,23,83],[23,52,23,61],[23,63,23,67],[23,68,23,72],[22,1,22,2],[22,3,22,23],[22,24,22,28],[22,29,22,32],[22,33,22,38],[22,39,22,42],[24,79,24,83],[25,1,25,2],[25,3,25,23],[25,24,25,28],[25,29,25,32],[25,33,25,38],[25,74,25,78],[25,79,25,83],[25,52,25,61],[25,63,25,67],[25,68,25,72],[24,1,24,2],[24,3,24,23],[24,24,24,28],[24,29,24,32],[24,33,24,38],[24,39,24,42],[24,43,24,46],[24,47,24,51],[26,43,26,46],[26,47,26,51],[25,39,25,42],[25,43,25,46],[25,47,25,51],[24,52,24,61],[24,63,24,67],[24,68,24,72],[24,74,24,78],[27,39,27,42],[27,43,27,46],[27,47,27,51],[26,52,26,61],[26,63,26,67],[26,68,26,72],[26,74,26,78],[26,79,26,83],[27,1,27,2],[27,3,27,23],[27,24,27,28],[27,29,27,32],[27,33,27,38],[27,74,27,78],[27,79,27,83],[27,52,27,61],[27,63,27,67],[27,68,27,72],[26,1,26,2],[26,3,26,23],[26,24,26,28],[26,29,26,32],[26,33,26,38],[26,39,26,42],[28,79,28,83],[29,1,29,2],[29,3,29,23],[29,24,29,28],[29,29,29,32],[29,33,29,38],[29,74,29,78],[29,79,29,83],[29,52,29,61],[29,63,29,67],[29,68,29,72],[28,1,28,2],[28,3,28,23],[28,24,28,28],[28,29,28,32],[28,33,28,38],[28,39,28,42],[28,43,28,46],[28,47,28,51],[30,43,30,46],[30,47,30,51],[29,39,29,42],[29,43,29,46],[29,47,29,51],[28,52,28,61],[28,63,28,67],[28,68,28,72],[28,74,28,78],[31,39,31,42],[31,43,31,46],[31,47,31,51],[30,52,30,61],[30,63,30,67],[30,68,30,72],[30,74,30,78],[30,79,30,83],[31,1,31,2],[31,3,31,23],[31,24,31,28],[31,29,31,32],[31,33,31,38],[31,74,31,78],[31,79,31,83],[31,52,31,61],[31,63,31,67],[31,68,31,72],[30,1,30,2],[30,3,30,23],[30,24,30,28],[30,29,30,32],[30,33,30,38],[30,39,30,42],[32,52,32,61],[32,63,32,67],[32,68,32,72],[32,74,32,78],[32,79,32,83],[33,1,33,2],[33,3,33,23],[33,24,33,28],[33,29,33,32],[33,33,33,38],[33,74,33,78],[33,79,33,83],[32,1,32,2],[32,3,32,23],[32,24,32,28],[32,29,32,32],[32,33,32,38],[32,39,32,42],[32,43,32,46],[32,47,32,51],[33,39,33,42],[33,43,33,46],[33,47,33,51],[33,52,33,61],[33,63,33,67],[33,68,33,72],[36,63,36,67],[36,68,36,72],[36,74,36,78],[39,74,39,78],[39,79,39,83],[38,63,38,67],[38,68,38,72],[38,79,38,83],[39,68,39,72],[35,1,35,61],[35,63,35,72],[35,74,35,83],[36,1,37,2],[36,3,37,23],[36,24,37,28],[36,29,37,32],[36,33,36,61],[36,79,36,83],[37,33,37,39],[37,40,37,45],[37,46,37,51],[37,52,37,61],[37,63,37,67],[37,68,37,72],[37,74,37,78],[37,79,37,83],[38,1,38,2],[38,3,38,23],[38,24,38,28],[38,29,38,32],[38,33,38,39],[38,40,38,45],[38,46,38,51],[38,52,38,61],[38,74,38,78],[40,46,40,51],[40,52,40,61],[40,63,40,67],[40,68,40,72],[40,74,40,78],[40,79,40,83],[40,1,40,2],[40,3,40,23],[40,24,40,28],[40,29,40,32],[40,33,40,39],[40,40,40,45],[39,1,39,2],[39,3,39,23],[39,24,39,28],[39,29,39,32],[39,33,39,39],[39,40,39,45],[39,46,39,51],[39,52,39,61],[39,63,39,67],[41,46,41,51],[41,52,41,61],[41,63,41,67],[41,68,41,72],[41,74,41,78],[41,79,41,83],[41,1,41,2],[41,3,41,23],[41,24,41,28],[41,29,41,32],[41,33,41,39],[41,40,41,45],[42,46,42,51],[42,52,42,61],[42,63,42,67],[42,68,42,72],[42,74,42,78],[42,79,42,83],[42,1,42,2],[42,3,42,23],[42,24,42,28],[42,29,42,32],[42,33,42,39],[42,40,42,45],[43,46,43,51],[43,52,43,61],[43,63,43,67],[43,68,43,72],[43,74,43,78],[43,79,43,83],[43,1,43,2],[43,3,43,23],[43,24,43,28],[43,29,43,32],[43,33,43,39],[43,40,43,45],[44,46,44,51],[44,52,44,61],[44,63,44,67],[44,68,44,72],[44,74,44,78],[44,79,44,83],[44,1,44,2],[44,3,44,23],[44,24,44,28],[44,29,44,32],[44,33,44,39],[44,40,44,45],[45,46,45,51],[45,52,45,61],[45,63,45,67],[45,68,45,72],[45,74,45,78],[45,79,45,83],[45,1,45,2],[45,3,45,23],[45,24,45,28],[45,29,45,32],[45,33,45,39],[45,40,45,45],[46,46,46,51],[46,52,46,61],[46,63,46,67],[46,68,46,72],[46,74,46,78],[46,79,46,83],[46,1,46,2],[46,3,46,23],[46,24,46,28],[46,29,46,32],[46,33,46,39],[46,40,46,45],[47,46,47,51],[47,52,47,61],[47,63,47,67],[47,68,47,72],[47,74,47,78],[47,79,47,83],[47,1,47,2],[47,3,47,23],[47,24,47,28],[47,29,47,32],[47,33,47,39],[47,40,47,45],[48,46,48,51],[48,52,48,61],[48,63,48,67],[48,68,48,72],[48,74,48,78],[48,79,48,83],[48,1,48,2],[48,3,48,23],[48,24,48,28],[48,29,48,32],[48,33,48,39],[48,40,48,45],[49,46,49,51],[49,52,49,61],[49,63,49,67],[49,68,49,72],[49,74,49,78],[49,79,49,83],[49,1,49,2],[49,3,49,23],[49,24,49,28],[49,29,49,32],[49,33,49,39],[49,40,49,45],[50,46,50,51],[50,52,50,61],[50,63,50,67],[50,68,50,72],[50,74,50,78],[50,79,50,83],[50,1,50,2],[50,3,50,23],[50,24,50,28],[50,29,50,32],[50,33,50,39],[50,40,50,45],[51,46,51,51],[51,52,51,61],[51,63,51,67],[51,68,51,72],[51,74,51,78],[51,79,51,83],[51,1,51,2],[51,3,51,23],[51,24,51,28],[51,29,51,32],[51,33,51,39],[51,40,51,45],[52,46,52,51],[52,52,52,61],[52,63,52,67],[52,68,52,72],[52,74,52,78],[52,79,52,83],[52,1,52,2],[52,3,52,23],[52,24,52,28],[52,29,52,32],[52,33,52,39],[52,40,52,45],[53,46,53,51],[53,52,53,61],[53,63,53,67],[53,68,53,72],[53,74,53,78],[53,79,53,83],[53,1,53,2],[53,3,53,23],[53,24,53,28],[53,29,53,32],[53,33,53,39],[53,40,53,45],[54,46,54,51],[54,52,54,61],[54,63,54,67],[54,68,54,72],[54,74,54,78],[54,79,54,83],[54,1,54,2],[54,3,54,23],[54,24,54,28],[54,29,54,32],[54,33,54,39],[54,40,54,45],[55,46,55,51],[55,52,55,61],[55,63,55,67],[55,68,55,72],[55,74,55,78],[55,79,55,83],[55,1,55,2],[55,3,55,23],[55,24,55,28],[55,29,55,32],[55,33,55,39],[55,40,55,45],[56,46,56,51],[56,52,56,61],[56,63,56,67],[56,68,56,72],[56,74,56,78],[56,79,56,83],[56,1,56,2],[56,3,56,23],[56,24,56,28],[56,29,56,32],[56,33,56,39],[56,40,56,45],[57,46,57,51],[57,52,57,61],[57,63,57,67],[57,68,57,72],[57,74,57,78],[57,79,57,83],[57,1,57,2],[57,3,57,23],[57,24,57,28],[57,29,57,32],[57,33,57,39],[57,40,57,45]]}
[]
[null,null,null,null,null,null,null,null,null,null,null,"Calcul de la dépréciation de la résistance thermique effective ",null,null,null,null,null,null,null,null,null,null,null,null,null,null,null,null,null,null,null,null,null,null,null,null,null,null,null,null,null,null,null,null,null,"Ensemble opaque hors sol",null,null,null,null,null,null,null,null,null,null,null,null,null,null,null,null,null,null,null,null,6,null,null,null,null,null,null,null,null,null,{"$f":"Version","v":"Version R01"}]
[]
[null,"Résultats →",null,null,null,null,null,null,null,null,null,null,null,null,"Flux thermique total et Résistance thermique effective dépréciée des bâtiments"]
[null,null,null,null,null,null,null,null,null,null,null,null,null,null,"Bâtiment\nPROPOSÉ",null,null,null,null,null,null,null,null,null,null,null,null,null,null," Σ Flux (W / K)",null,null,null,null,null,null,null,null,null,{"$f":"IFERROR(BL10+BQ13+BQ37,0)","v":0},null,null,null,null,null,null,null,null,null,"Bâtiment\nRÉFÉRENCE",null,null,null,null,null,null,null,null,null,null,null,null,null,null," Σ Flux (W / K)",null,null,null,null,null,null,null,null,null,{"$f":"IFERROR(BW10+CB13+CB37,0)","v":0}]
[null,null,null,null,null,null,null,null,null,null,null,null,null,null,null,null,null,null,null,null,null,null,null,null,null,null,null,null,null,"RSIED (m² · K / W)",null,null,null,null,null,null,null,null,null,{"$f":"IFERROR($AO$10/AN5,0)","v":0},null,null,null,null,null,null,null,null,null,null,null,null,null,null,null,null,null,null,null,null,null,null,null,null,"RSIED (m² · K / W)",null,null,null,null,null,null,null,null,null,{"$f":"IFERROR($AO$10/BW5,0)","v":0}]
[]
[null,"1 - Ensemble opaque hors sol",null,null,null,null,null,null,null,null,null,null,null,null,null,null,null,null,null,null,null,null,null,null,null,null,null,null,null,null,null,null,null,null,null,null,null,null,null,null,null,null,null,null,null,null,null,null,null,null,null,null,null,null,null,null,null,null,null,null,null,null,null,"Bâtiment PROPOSÉ",null,null,null,null,null,null,null,null,null,null,"Bâtiment RÉFÉRENCE"]
[null,"Nom de l'ensemble opaque hors sol",null,null,null,null,null,null,null,null,null,null,null,null,null,null,null,null,null,null,null,null,null,null,null,null,null,null,null,null,null,null,null,null,"Type\nd'ensemble",null,null,null,null,null,"Aire\n(m2)",null,null,null,null,null,"RSIE\n(m² · K / W)",null,null,null,null,null,"Référence",null,null,null,null,null,null,null,null,null,null,"Flux thermique\n(W / K)",null,null,null,null,"Pourcentage\n(%)",null,null,null,null,null,"Flux thermique\n(W / K)",null,null,null,null,"Pourcentage\n(%)"]
[null,{"$f":"INDEX(Vecteur_Nom_Ensemble_Opaque,BO2)","v":0},null,null,null,null,null,null,null,null,null,null,null,null,null,null,null,null,null,null,null,null,null,null,null,null,null,null,null,null,null,null,null,null,{"$f":"INDEX(Vecteur_Type_Ensemble,BO2)","v":0},null,null,null,null,null,{"$f":"INDEX(Vecteur_Aire_Ensemble,BO2)","v":0},null,null,null,null,null,{"$f":"INDEX(Vecteur_Résistance_Thermique_Effective_Proposé,BO2)","v":0},null,null,null,null,null,null,null,null,null,null,null,null,null,null,null,null,{"$f":"IFERROR(AO10/AU10,0)","v":0},null,null,null,null,{"$f":"IFERROR(BL10/$AN$5,0)","v":0},null,null,null,null,null,{"$f":"IFERROR(AO10/INDEX(Vecteur_Résistance_Thermique_Effective_Référence,BO2),0)","v":0},null,null,null,null,{"$f":"IFERROR(BW10/$BW$5,0)","v":0}]
[]
[null,"2 - Jonctions linéaires",null,null,null,null,null,null,null,null,null,null,null,null,null,null,null,null,null,null,null,null,null,null,null,null,null,null,null,null,null,null,null,null,null,null,null,null,null,null,null,null,null,null,null,null,null,null,null,null,null,null,null,null,null,null,null,null,null,null,null,null,null,"Bâtiment PROPOSÉ",null,null,null,null,null,null,null,null,null,null,"Bâtiment RÉFÉRENCE"]
[null,"Item",null,"Nom de la jonction linéraire",null,null,null,null,null,null,null,null,null,null,null,null,null,null,null,null,null,null,null,null,"Type de\njonction",null,null,null,null,"Longueur\n(m)",null,null,null,"Coefficient Ψ\n(W / m · K)",null,null,null,null,null,null,null,null,null,null,null,null,null,null,null,null,null,null,null,null,null,null,null,null,null,null,null,null,null," Σ Flux (W / K)",null,null,null,null,{"$f":"SUM(BL15:BL34)","v":0},null,null,null,null,null," Σ Flux (W / K)",null,null,null,null,{"$f":"SUM(BW15:BW34)","v":0}]
[null,null,null,null,null,null,null,null,null,null,null,null,null,null,null,null,null,null,null,null,null,null,null,null,null,null,null,null,null,null,null,null,null,"Conformité aux\nexigences prescriptives",null,null,null,null,null," Ψ\ngénérique",null,null,null," Ψ\nspécifique",null,null,null,"Pourcentage\nappliqué (%)",null,null,null,null,"Référence",null,null,null,null,null,null,null,null,null,null,"Flux thermique\n(W / K)",null,null,null,null,"Pourcentage\n(%)",null,null,null,null,null,"Flux thermique\n(W / K)",null,null,null,null,"Pourcentage\n(%)"]
[null,1,null,null,null,null,null,null,null,null,null,null,null,null,null,null,null,null,null,null,null,null,null,null,null,null,null,null,null,null,null,null,null,null,null,null,null,null,null,{"$f":"IF(AND(Y15<>\"\",AH15=\"Oui\"),VLOOKUP(Y15,Tableau_Coefficients_Linéaires,2,0),IF(AND(Y15<>\"\",AH15=\"Non\"),VLOOKUP(Y15,Tableau_Coefficients_Linéaires,3,0),\"\"))","v":""},null,null,null,null,null,null,null,null,null,null,null,null,null,null,null,null,null,null,null,null,null,null,null,{"$f":"IF(AND(Y15<>\"\",AD15<>\"\",AH15<>\"\"),IF(AND(AN15<>\"\",AV15<>\"\"),AD15*AN15*AV15/100,IF(AND(AR15<>\"\",AV15<>\"\"),AD15*AR15*AV15/100,\"\")),0)","v":0},null,null,null,null,{"$f":"IFERROR(BL15/$AN$5,0)","v":0},null,null,null,null,null,{"$f":"IF(AND(Y15<>\"\",AD15<>\"\"),AD15*VLOOKUP(Y15,Tableau_Coefficients_Linéaires,2,0)*AV15/100,0)","v":0},null,null,null,null,{"$f":"IFERROR(BW15/$BW$5,0)","v":0}]
[null,2,null,null,null,null,null,null,null,null,null,null,null,null,null,null,null,null,null,null,null,null,null,null,null,null,null,null,null,null,null,null,null,null,null,null,null,null,null,"",null,null,null,null,null,null,null,null,null,null,null,null,null,null,null,null,null,null,null,null,null,null,null,0,null,null,null,null,0,null,null,null,null,null,0,null,null,null,null,0]
[null,3,null,null,null,null,null,null,null,null,null,null,null,null,null,null,null,null,null,null,null,null,null,null,null,null,null,null,null,null,null,null,null,null,null,null,null,null,null,"",null,null,null,null,null,null,null,null,null,null,null,null,null,null,null,null,null,null,null,null,null,null,null,0,null,null,null,null,0,null,null,null,null,null,0,null,null,null,null,0]
[null,4,null,null,null,null,null,null,null,null,null,null,null,null,null,null,null,null,null,null,null,null,null,null,null,null,null,null,null,null,null,null,null,null,null,null,null,null,null,"",null,null,null,null,null,null,null,null,null,null,null,null,null,null,null,null,null,null,null,null,null,null,null,0,null,null,null,null,0,null,null,null,null,null,0,null,null,null,null,0]
[null,5,null,null,null,null,null,null,null,null,null,null,null,null,null,null,null,null,null,null,null,null,null,null,null,null,null,null,null,null,null,null,null,null,null,null,null,null,null,"",null,null,null,null,null,null,null,null,null,null,null,null,null,null,null,null,null,null,null,null,null,null,null,0,null,null,null,null,0,null,null,null,null,null,0,null,null,null,null,0]
[null,6,null,null,null,null,null,null,null,null,null,null,null,null,null,null,null,null,null,null,null,null,null,null,null,null,null,null,null,null,null,null,null,null,null,null,null,null,null,"",null,null,null,null,null,null,null,null,null,null,null,null,null,null,null,null,null,null,null,null,null,null,null,0,null,null,null,null,0,null,null,null,null,null,0,null,null,null,null,0]
[null,7,null,null,null,null,null,null,null,null,null,null,null,null,null,null,null,null,null,null,null,null,null,null,null,null,null,null,null,null,null,null,null,null,null,null,null,null,null,"",null,null,null,null,null,null,null,null,null,null,null,null,null,null,null,null,null,null,null,null,null,null,null,0,null,null,null,null,0,null,null,null,null,null,0,null,null,null,null,0]
[null,8,null,null,null,null,null,null,null,null,null,null,null,null,null,null,null,null,null,null,null,null,null,null,null,null,null,null,null,null,null,null,null,null,null,null,null,null,null,"",null,null,null,null,null,null,null,null,null,null,null,null,null,null,null,null,null,null,null,null,null,null,null,0,null,null,null,null,0,null,null,null,null,null,0,null,null,null,null,0]
[null,9,null,null,null,null,null,null,null,null,null,null,null,null,null,null,null,null,null,null,null,null,null,null,null,null,null,null,null,null,null,null,null,null,null,null,null,null,null,"",null,null,null,null,null,null,null,null,null,null,null,null,null,null,null,null,null,null,null,null,null,null,null,0,null,null,null,null,0,null,null,null,null,null,0,null,null,null,null,0]
[null,10,null,null,null,null,null,null,null,null,null,null,null,null,null,null,null,null,null,null,null,null,null,null,null,null,null,null,null,null,null,null,null,null,null,null,null,null,null,"",null,null,null,null,null,null,null,null,null,null,null,null,null,null,null,null,null,null,null,null,null,null,null,0,null,null,null,null,0,null,null,null,null,null,0,null,null,null,null,0]
[null,11,null,null,null,null,null,null,null,null,null,null,null,null,null,null,null,null,null,null,null,null,null,null,null,null,null,null,null,null,null,null,null,null,null,null,null,null,null,"",null,null,null,null,null,null,null,null,null,null,null,null,null,null,null,null,null,null,null,null,null,null,null,0,null,null,null,null,0,null,null,null,null,null,0,null,null,null,null,0]
[null,12,null,null,null,null,null,null,null,null,null,null,null,null,null,null,null,null,null,null,null,null,null,null,null,null,null,null,null,null,null,null,null,null,null,null,null,null,null,"",null,null,null,null,null,null,null,null,null,null,null,null,null,null,null,null,null,null,null,null,null,null,null,0,null,null,null,null,0,null,null,null,null,null,0,null,null,null,null,0]
[null,13,null,null,null,null,null,null,null,null,null,null,null,null,null,null,null,null,null,null,null,null,null,null,null,null,null,null,null,null,null,null,null,null,null,null,null,null,null,"",null,null,null,null,null,null,null,null,null,null,null,null,null,null,null,null,null,null,null,null,null,null,null,0,null,null,null,null,0,null,null,null,null,null,0,null,null,null,null,0]
[null,14,null,null,null,null,null,null,null,null,null,null,null,null,null,null,null,null,null,null,null,null,null,null,null,null,null,null,null,null,null,null,null,null,null,null,null,null,null,"",null,null,null,null,null,null,null,null,null,null,null,null,null,null,null,null,null,null,null,null,null,null,null,0,null,null,null,null,0,null,null,null,null,null,0,null,null,null,null,0]
[null,15,null,null,null,null,null,null,null,null,null,null,null,null,null,null,null,null,null,null,null,null,null,null,null,null,null,null,null,null,null,null,null,null,null,null,null,null,null,"",null,null,null,null,null,null,null,null,null,null,null,null,null,null,null,null,null,null,null,null,null,null,null,0,null,null,null,null,0,null,null,null,null,null,0,null,null,null,null,0]
[null,16,null,null,null,null,null,null,null,null,null,null,null,null,null,null,null,null,null,null,null,null,null,null,null,null,null,null,null,null,null,null,null,null,null,null,null,null,null,"",null,null,null,null,null,null,null,null,null,null,null,null,null,null,null,null,null,null,null,null,null,null,null,0,null,null,null,null,0,null,null,null,null,null,0,null,null,null,null,0]
[null,17,null,null,null,null,null,null,null,null,null,null,null,null,null,null,null,null,null,null,null,null,null,null,null,null,null,null,null,null,null,null,null,null,null,null,null,null,null,"",null,null,null,null,null,null,null,null,null,null,null,null,null,null,null,null,null,null,null,null,null,null,null,0,null,null,null,null,0,null,null,null,null,null,0,null,null,null,null,0]
[null,18,null,null,null,null,null,null,null,null,null,null,null,null,null,null,null,null,null,null,null,null,null,null,null,null,null,null,null,null,null,null,null,null,null,null,null,null,null,"",null,null,null,null,null,null,null,null,null,null,null,null,null,null,null,null,null,null,null,null,null,null,null,0,null,null,null,null,0,null,null,null,null,null,0,null,null,null,null,0]
[null,19,null,null,null,null,null,null,null,null,null,null,null,null,null,null,null,null,null,null,null,null,null,null,null,null,null,null,null,null,null,null,null,null,null,null,null,null,null,"",null,null,null,null,null,null,null,null,null,null,null,null,null,null,null,null,null,null,null,null,null,null,null,0,null,null,null,null,0,null,null,null,null,null,0,null,null,null,null,0]
[null,20,null,null,null,null,null,null,null,null,null,null,null,null,null,null,null,null,null,null,null,null,null,null,null,null,null,null,null,null,null,null,null,null,null,null,null,null,null,"",null,null,null,null,null,null,null,null,null,null,null,null,null,null,null,null,null,null,null,null,null,null,null,0,null,null,null,null,0,null,null,null,null,null,0,null,null,null,null,0]
[]
[null,"3 - Pénétrations ponctuelles",null,null,null,null,null,null,null,null,null,null,null,null,null,null,null,null,null,null,null,null,null,null,null,null,null,null,null,null,null,null,null,null,null,null,null,null,null,null,null,null,null,null,null,null,null,null,null,null,null,null,null,null,null,null,null,null,null,null,null,null,null,"Bâtiment PROPOSÉ",null,null,null,null,null,null,null,null,null,null,"Bâtiment RÉFÉRENCE"]
[null,"Item",null,"Nom de la pénétration ponctuelle",null,null,null,null,null,null,null,null,null,null,null,null,null,null,null,null,null,null,null,null,"Type de\npénétration",null,null,null,null,"Quantité",null,null,null,"Coefficient Ӽ\n(W / m · K)",null,null,null,null,null,null,null,null,null,null,null,null,null,null,null,null,null,null,null,null,null,null,null,null,null,null,null,null,null," Σ Flux (W / K)",null,null,null,null,{"$f":"SUM(BL39:BL58)","v":0},null,null,null,null,null," Σ Flux (W / K)",null,null,null,null,{"$f":"SUM(BW39:BW58)","v":0}]
[null,null,null,null,null,null,null,null,null,null,null,null,null,null,null,null,null,null,null,null,null,null,null,null,null,null,null,null,null,null,null,null,null,"Conformité aux\nexigences prescriptives",null,null,null,null,null,null," Ӽ\ngénérique",null,null,null,null,null," Ӽ\nspécifique",null,null,null,null,null,"Référence",null,null,null,null,null,null,null,null,null,null,"Flux thermique\n(W / K)",null,null,null,null,"Pourcentage\n(%)",null,null,null,null,null,"Flux thermique\n(W / K)",null,null,null,null,"Pourcentage\n(%)"]
[null,1,null,null,null,null,null,null,null,null,null,null,null,null,null,null,null,null,null,null,null,null,null,null,null,null,null,null,null,null,null,null,null,null,null,null,null,null,null,null,{"$f":"IF(AND(Y39<>\"\",AH39=\"Oui\"),VLOOKUP(Y39,Tableau_Pénétration_Ponctuelle,2,0),IF(AND(Y39<>\"\",AH39=\"Non\"),VLOOKUP(Y39,Tableau_Pénétration_Ponctuelle,3,0),\"\"))","v":""},null,null,null,null,null,null,null,null,null,null,null,null,null,null,null,null,null,null,null,null,null,null,{"$f":"IF(AND(Y39<>\"\",AD39<>\"\",AH39<>\"\"),IF(AO39<>\"\",AD39*AO39,IF(AU39<>\"\",AD39*AU39,\"\")),0)","v":0},null,null,null,null,{"$f":"IFERROR(BL39/$AN$5,0)","v":0},null,null,null,null,null,{"$f":"IF(AND(Y39<>\"\",AD39<>\"\"),AD39*VLOOKUP(Y39,Tableau_Pénétration_Ponctuelle,2,0),0)","v":0},null,null,null,null,{"$f":"IFERROR(BW39/$BW$5,0)","v":0}]
[null,2,null,null,null,null,null,null,null,null,null,null,null,null,null,null,null,null,null,null,null,null,null,null,null,null,null,null,null,null,null,null,null,null,null,null,null,null,null,null,"",null,null,null,null,null,null,null,null,null,null,null,null,null,null,null,null,null,null,null,null,null,null,0,null,null,null,null,0,null,null,null,null,null,0,null,null,null,null,0]
[null,3,null,null,null,null,null,null,null,null,null,null,null,null,null,null,null,null,null,null,null,null,null,null,null,null,null,null,null,null,null,null,null,null,null,null,null,null,null,null,"",null,null,null,null,null,null,null,null,null,null,null,null,null,null,null,null,null,null,null,null,null,null,0,null,null,null,null,0,null,null,null,null,null,0,null,null,null,null,0]
[null,4,null,null,null,null,null,null,null,null,null,null,null,null,null,null,null,null,null,null,null,null,null,null,null,null,null,null,null,null,null,null,null,null,null,null,null,null,null,null,"",null,null,null,null,null,null,null,null,null,null,null,null,null,null,null,null,null,null,null,null,null,null,0,null,null,null,null,0,null,null,null,null,null,0,null,null,null,null,0]
[null,5,null,null,null,null,null,null,null,null,null,null,null,null,null,null,null,null,null,null,null,null,null,null,null,null,null,null,null,null,null,null,null,null,null,null,null,null,null,null,"",null,null,null,null,null,null,null,null,null,null,null,null,null,null,null,null,null,null,null,null,null,null,0,null,null,null,null,0,null,null,null,null,null,0,null,null,null,null,0]
[null,6,null,null,null,null,null,null,null,null,null,null,null,null,null,null,null,null,null,null,null,null,null,null,null,null,null,null,null,null,null,null,null,null,null,null,null,null,null,null,"",null,null,null,null,null,null,null,null,null,null,null,null,null,null,null,null,null,null,null,null,null,null,0,null,null,null,null,0,null,null,null,null,null,0,null,null,null,null,0]
[null,7,null,null,null,null,null,null,null,null,null,null,null,null,null,null,null,null,null,null,null,null,null,null,null,null,null,null,null,null,null,null,null,null,null,null,null,null,null,null,"",null,null,null,null,null,null,null,null,null,null,null,null,null,null,null,null,null,null,null,null,null,null,0,null,null,null,null,0,null,null,null,null,null,0,null,null,null,null,0]
[null,8,null,null,null,null,null,null,null,null,null,null,null,null,null,null,null,null,null,null,null,null,null,null,null,null,null,null,null,null,null,null,null,null,null,null,null,null,null,null,"",null,null,null,null,null,null,null,null,null,null,null,null,null,null,null,null,null,null,null,null,null,null,0,null,null,null,null,0,null,null,null,null,null,0,null,null,null,null,0]
[null,9,null,null,null,null,null,null,null,null,null,null,null,null,null,null,null,null,null,null,null,null,null,null,null,null,null,null,null,null,null,null,null,null,null,null,null,null,null,null,"",null,null,null,null,null,null,null,null,null,null,null,null,null,null,null,null,null,null,null,null,null,null,0,null,null,null,null,0,null,null,null,null,null,0,null,null,null,null,0]
[null,10,null,null,null,null,null,null,null,null,null,null,null,null,null,null,null,null,null,null,null,null,null,null,null,null,null,null,null,null,null,null,null,null,null,null,null,null,null,null,"",null,null,null,null,null,null,null,null,null,null,null,null,null,null,null,null,null,null,null,null,null,null,0,null,null,null,null,0,null,null,null,null,null,0,null,null,null,null,0]
[null,11,null,null,null,null,null,null,null,null,null,null,null,null,null,null,null,null,null,null,null,null,null,null,null,null,null,null,null,null,null,null,null,null,null,null,null,null,null,null,"",null,null,null,null,null,null,null,null,null,null,null,null,null,null,null,null,null,null,null,null,null,null,0,null,null,null,null,0,null,null,null,null,null,0,null,null,null,null,0]
[null,12,null,null,null,null,null,null,null,null,null,null,null,null,null,null,null,null,null,null,null,null,null,null,null,null,null,null,null,null,null,null,null,null,null,null,null,null,null,null,"",null,null,null,null,null,null,null,null,null,null,null,null,null,null,null,null,null,null,null,null,null,null,0,null,null,null,null,0,null,null,null,null,null,0,null,null,null,null,0]
[null,13,null,null,null,null,null,null,null,null,null,null,null,null,null,null,null,null,null,null,null,null,null,null,null,null,null,null,null,null,null,null,null,null,null,null,null,null,null,null,"",null,null,null,null,null,null,null,null,null,null,null,null,null,null,null,null,null,null,null,null,null,null,0,null,null,null,null,0,null,null,null,null,null,0,null,null,null,null,0]
[null,14,null,null,null,null,null,null,null,null,null,null,null,null,null,null,null,null,null,null,null,null,null,null,null,null,null,null,null,null,null,null,null,null,null,null,null,null,null,null,"",null,null,null,null,null,null,null,null,null,null,null,null,null,null,null,null,null,null,null,null,null,null,0,null,null,null,null,0,null,null,null,null,null,0,null,null,null,null,0]
[null,15,null,null,null,null,null,null,null,null,null,null,null,null,null,null,null,null,null,null,null,null,null,null,null,null,null,null,null,null,null,null,null,null,null,null,null,null,null,null,"",null,null,null,null,null,null,null,null,null,null,null,null,null,null,null,null,null,null,null,null,null,null,0,null,null,null,null,0,null,null,null,null,null,0,null,null,null,null,0]
[null,16,null,null,null,null,null,null,null,null,null,null,null,null,null,null,null,null,null,null,null,null,null,null,null,null,null,null,null,null,null,null,null,null,null,null,null,null,null,null,"",null,null,null,null,null,null,null,null,null,null,null,null,null,null,null,null,null,null,null,null,null,null,0,null,null,null,null,0,null,null,null,null,null,0,null,null,null,null,0]
[null,17,null,null,null,null,null,null,null,null,null,null,null,null,null,null,null,null,null,null,null,null,null,null,null,null,null,null,null,null,null,null,null,null,null,null,null,null,null,null,"",null,null,null,null,null,null,null,null,null,null,null,null,null,null,null,null,null,null,null,null,null,null,0,null,null,null,null,0,null,null,null,null,null,0,null,null,null,null,0]
[null,18,null,null,null,null,null,null,null,null,null,null,null,null,null,null,null,null,null,null,null,null,null,null,null,null,null,null,null,null,null,null,null,null,null,null,null,null,null,null,"",null,null,null,null,null,null,null,null,null,null,null,null,null,null,null,null,null,null,null,null,null,null,0,null,null,null,null,0,null,null,null,null,null,0,null,null,null,null,0]
[null,19,null,null,null,null,null,null,null,null,null,null,null,null,null,null,null,null,null,null,null,null,null,null,null,null,null,null,null,null,null,null,null,null,null,null,null,null,null,null,"",null,null,null,null,null,null,null,null,null,null,null,null,null,null,null,null,null,null,null,null,null,null,0,null,null,null,null,0,null,null,null,null,null,0,null,null,null,null,0]
[null,20,null,null,null,null,null,null,null,null,null,null,null,null,null,null,null,null,null,null,null,null,null,null,null,null,null,null,null,null,null,null,null,null,null,null,null,null,null,null,"",null,null,null,null,null,null,null,null,null,null,null,null,null,null,null,null,null,null,null,null,null,null,0,null,null,null,null,0,null,null,null,null,null,0,null,null,null,null,0]

{"sheet":"7","index":8,"n_rows":58,"n_cols":80,"rows_kept":58,"cut":false,"hidden":false,"merged":[[4,49,5,63],[4,64,4,73],[4,74,4,83],[5,29,5,38],[5,39,5,48],[5,64,5,73],[5,74,5,83],[1,1,1,10],[1,11,1,44],[1,45,1,65],[1,66,1,75],[1,76,1,83],[3,1,5,12],[3,14,3,83],[4,14,5,28],[4,29,4,38],[4,39,4,48],[7,1,7,61],[7,63,7,72],[7,74,7,83],[8,1,8,33],[8,34,8,39],[8,40,8,45],[8,46,8,51],[8,52,8,61],[8,63,8,67],[8,68,8,72],[8,74,8,78],[8,79,8,83],[9,1,9,33],[9,34,9,39],[9,40,9,45],[9,46,9,51],[9,52,9,61],[9,63,9,67],[9,68,9,72],[9,74,9,78],[9,79,9,83],[14,47,14,51],[14,52,14,61],[11,1,11,61],[11,63,11,72],[11,74,11,83],[12,1,13,2],[12,3,13,23],[12,24,13,28],[12,29,13,32],[12,33,12,61],[12,63,12,67],[12,68,12,72],[12,74,12,78],[12,79,12,83],[13,33,13,38],[13,39,13,42],[13,43,13,46],[13,47,13,51],[13,52,13,61],[13,63,13,67],[13,68,13,72],[13,74,13,78],[13,79,13,83],[15,39,15,42],[15,43,15,46],[15,47,15,51],[14,63,14,67],[14,68,14,72],[14,74,14,78],[14,79,14,83],[15,1,15,2],[15,3,15,23],[15,24,15,28],[15,29,15,32],[15,33,15,38],[15,74,15,78],[15,79,15,83],[15,52,15,61],[15,63,15,67],[15,68,15,72],[14,1,14,2],[14,3,14,23],[14,24,14,28],[14,29,14,32],[14,33,14,38],[14,39,14,42],[14,43,14,46],[16,79,16,83],[17,1,17,2],[17,3,17,23],[17,24,17,28],[17,29,17,32],[17,33,17,38],[17,74,17,78],[17,79,17,83],[17,52,17,61],[17,63,17,67],[17,68,17,72],[16,1,16,2],[16,3,16,23],[16,24,16,28],[16,29,16,32],[16,33,16,38],[16,39,16,42],[16,43,16,46],[16,47,16,51],[18,43,18,46],[18,47,18,51],[17,39,17,42],[17,43,17,46],[17,47,17,51],[16,52,16,61],[16,63,16,67],[16,68,16,72],[16,74,16,78],[19,39,19,42],[19,43,19,46],[19,47,19,51],[18,52,18,61],[18,63,18,67],[18,68,18,72],[18,74,18,78],[18,79,18,83],[19,1,19,2],[19,3,19,23],[19,24,19,28],[19,29,19,32],[19,33,19,38],[19,74,19,78],[19,79,19,83],[19,52,19,61],[19,63,19,67],[19,68,19,72],[18,1,18,2],[18,3,18,23],[18,24,18,28],[18,29,18,32],[18,33,18,38],[18,39,18,42],[20,79,20,83],[21,1,21,2],[21,3,21,23],[21,24,21,28],[21,29,21,32],[21,33,21,38],[21,74,21,78],[21,79,21,83],[21,52,21,61],[21,63,21,67],[21,68,21,72],[20,1,20,2],[20,3,20,23],[20,24,20,28],[20,29,20,32],[20,33,20,38],[20,39,20,42],[20,43,20,46],[20,47,20,51],[22,43,22,46],[22,47,22,51],[21,39,21,42],[21,43,21,46],[21,47,21,51],[20,52,20,61],[20,63,20,67],[20,68,20,72],[20,74,20,78],[23,39,23,42],[23,43,23,46],[23,47,23,51],[22,52,22,61],[22,63,22,67],[22,68,22,72],[22,74,22,78],[22,79,22,83],[23,1,23,2],[23,3,23,23],[23,24,23,28],[23,29,23,32],[23,33,23,38],[23,74,23,78],[23,79,23,83],[23,52,23,61],[23,63,23,67],[23,68,23,72],[22,1,22,2],[22,3,22,23],[22,24,22,28],[22,29,22,32],[22,33,22,38],[22,39,22,42],[24,79,24,83],[25,1,25,2],[25,3,25,23],[25,24,25,28],[25,29,25,32],[25,33,25,38],[25,74,25,78],[25,79,25,83],[25,52,25,61],[25,63,25,67],[25,68,25,72],[24,1,24,2],[24,3,24,23],[24,24,24,28],[24,29,24,32],[24,33,24,38],[24,39,24,42],[24,43,24,46],[24,47,24,51],[26,43,26,46],[26,47,26,51],[25,39,25,42],[25,43,25,46],[25,47,25,51],[24,52,24,61],[24,63,24,67],[24,68,24,72],[24,74,24,78],[27,39,27,42],[27,43,27,46],[27,47,27,51],[26,52,26,61],[26,63,26,67],[26,68,26,72],[26,74,26,78],[26,79,26,83],[27,1,27,2],[27,3,27,23],[27,24,27,28],[27,29,27,32],[27,33,27,38],[27,74,27,78],[27,79,27,83],[27,52,27,61],[27,63,27,67],[27,68,27,72],[26,1,26,2],[26,3,26,23],[26,24,26,28],[26,29,26,32],[26,33,26,38],[26,39,26,42],[28,79,28,83],[29,1,29,2],[29,3,29,23],[29,24,29,28],[29,29,29,32],[29,33,29,38],[29,74,29,78],[29,79,29,83],[29,52,29,61],[29,63,29,67],[29,68,29,72],[28,1,28,2],[28,3,28,23],[28,24,28,28],[28,29,28,32],[28,33,28,38],[28,39,28,42],[28,43,28,46],[28,47,28,51],[30,43,30,46],[30,47,30,51],[29,39,29,42],[29,43,29,46],[29,47,29,51],[28,52,28,61],[28,63,28,67],[28,68,28,72],[28,74,28,78],[31,39,31,42],[31,43,31,46],[31,47,31,51],[30,52,30,61],[30,63,30,67],[30,68,30,72],[30,74,30,78],[30,79,30,83],[31,1,31,2],[31,3,31,23],[31,24,31,28],[31,29,31,32],[31,33,31,38],[31,74,31,78],[31,79,31,83],[31,52,31,61],[31,63,31,67],[31,68,31,72],[30,1,30,2],[30,3,30,23],[30,24,30,28],[30,29,30,32],[30,33,30,38],[30,39,30,42],[32,52,32,61],[32,63,32,67],[32,68,32,72],[32,74,32,78],[32,79,32,83],[33,1,33,2],[33,3,33,23],[33,24,33,28],[33,29,33,32],[33,33,33,38],[33,74,33,78],[33,79,33,83],[32,1,32,2],[32,3,32,23],[32,24,32,28],[32,29,32,32],[32,33,32,38],[32,39,32,42],[32,43,32,46],[32,47,32,51],[33,39,33,42],[33,43,33,46],[33,47,33,51],[33,52,33,61],[33,63,33,67],[33,68,33,72],[36,63,36,67],[36,68,36,72],[36,74,36,78],[39,74,39,78],[39,79,39,83],[38,63,38,67],[38,68,38,72],[38,79,38,83],[39,68,39,72],[35,1,35,61],[35,63,35,72],[35,74,35,83],[36,1,37,2],[36,3,37,23],[36,24,37,28],[36,29,37,32],[36,33,36,61],[36,79,36,83],[37,33,37,39],[37,40,37,45],[37,46,37,51],[37,52,37,61],[37,63,37,67],[37,68,37,72],[37,74,37,78],[37,79,37,83],[38,1,38,2],[38,3,38,23],[38,24,38,28],[38,29,38,32],[38,33,38,39],[38,40,38,45],[38,46,38,51],[38,52,38,61],[38,74,38,78],[40,46,40,51],[40,52,40,61],[40,63,40,67],[40,68,40,72],[40,74,40,78],[40,79,40,83],[40,1,40,2],[40,3,40,23],[40,24,40,28],[40,29,40,32],[40,33,40,39],[40,40,40,45],[39,1,39,2],[39,3,39,23],[39,24,39,28],[39,29,39,32],[39,33,39,39],[39,40,39,45],[39,46,39,51],[39,52,39,61],[39,63,39,67],[41,46,41,51],[41,52,41,61],[41,63,41,67],[41,68,41,72],[41,74,41,78],[41,79,41,83],[41,1,41,2],[41,3,41,23],[41,24,41,28],[41,29,41,32],[41,33,41,39],[41,40,41,45],[42,46,42,51],[42,52,42,61],[42,63,42,67],[42,68,42,72],[42,74,42,78],[42,79,42,83],[42,1,42,2],[42,3,42,23],[42,24,42,28],[42,29,42,32],[42,33,42,39],[42,40,42,45],[43,46,43,51],[43,52,43,61],[43,63,43,67],[43,68,43,72],[43,74,43,78],[43,79,43,83],[43,1,43,2],[43,3,43,23],[43,24,43,28],[43,29,43,32],[43,33,43,39],[43,40,43,45],[44,46,44,51],[44,52,44,61],[44,63,44,67],[44,68,44,72],[44,74,44,78],[44,79,44,83],[44,1,44,2],[44,3,44,23],[44,24,44,28],[44,29,44,32],[44,33,44,39],[44,40,44,45],[45,46,45,51],[45,52,45,61],[45,63,45,67],[45,68,45,72],[45,74,45,78],[45,79,45,83],[45,1,45,2],[45,3,45,23],[45,24,45,28],[45,29,45,32],[45,33,45,39],[45,40,45,45],[46,46,46,51],[46,52,46,61],[46,63,46,67],[46,68,46,72],[46,74,46,78],[46,79,46,83],[46,1,46,2],[46,3,46,23],[46,24,46,28],[46,29,46,32],[46,33,46,39],[46,40,46,45],[47,46,47,51],[47,52,47,61],[47,63,47,67],[47,68,47,72],[47,74,47,78],[47,79,47,83],[47,1,47,2],[47,3,47,23],[47,24,47,28],[47,29,47,32],[47,33,47,39],[47,40,47,45],[48,46,48,51],[48,52,48,61],[48,63,48,67],[48,68,48,72],[48,74,48,78],[48,79,48,83],[48,1,48,2],[48,3,48,23],[48,24,48,28],[48,29,48,32],[48,33,48,39],[48,40,48,45],[49,46,49,51],[49,52,49,61],[49,63,49,67],[49,68,49,72],[49,74,49,78],[49,79,49,83],[49,1,49,2],[49,3,49,23],[49,24,49,28],[49,29,49,32],[49,33,49,39],[49,40,49,45],[50,46,50,51],[50,52,50,61],[50,63,50,67],[50,68,50,72],[50,74,50,78],[50,79,50,83],[50,1,50,2],[50,3,50,23],[50,24,50,28],[50,29,50,32],[50,33,50,39],[50,40,50,45],[51,46,51,51],[51,52,51,61],[51,63,51,67],[51,68,51,72],[51,74,51,78],[51,79,51,83],[51,1,51,2],[51,3,51,23],[51,24,51,28],[51,29,51,32],[51,33,51,39],[51,40,51,45],[52,46,52,51],[52,52,52,61],[52,63,52,67],[52,68,52,72],[52,74,52,78],[52,79,52,83],[52,1,52,2],[52,3,52,23],[52,24,52,28],[52,29,52,32],[52,33,52,39],[52,40,52,45],[53,46,53,51],[53,52,53,61],[53,63,53,67],[53,68,53,72],[53,74,53,78],[53,79,53,83],[53,1,53,2],[53,3,53,23],[53,24,53,28],[53,29,53,32],[53,33,53,39],[53,40,53,45],[54,46,54,51],[54,52,54,61],[54,63,54,67],[54,68,54,72],[54,74,54,78],[54,79,54,83],[54,1,54,2],[54,3,54,23],[54,24,54,28],[54,29,54,32],[54,33,54,39],[54,40,54,45],[55,46,55,51],[55,52,55,61],[55,63,55,67],[55,68,55,72],[55,74,55,78],[55,79,55,83],[55,1,55,2],[55,3,55,23],[55,24,55,28],[55,29,55,32],[55,33,55,39],[55,40,55,45],[56,46,56,51],[56,52,56,61],[56,63,56,67],[56,68,56,72],[56,74,56,78],[56,79,56,83],[56,1,56,2],[56,3,56,23],[56,24,56,28],[56,29,56,32],[56,33,56,39],[56,40,56,45],[57,46,57,51],[57,52,57,61],[57,63,57,67],[57,68,57,72],[57,74,57,78],[57,79,57,83],[57,1,57,2],[57,3,57,23],[57,24,57,28],[57,29,57,32],[57,33,57,39],[57,40,57,45]]}
[]
[null,null,null,null,null,null,null,null,null,null,null,"Calcul de la dépréciation de la résistance thermique effective ",null,null,null,null,null,null,null,null,null,null,null,null,null,null,null,null,null,null,null,null,null,null,null,null,null,null,null,null,null,null,null,null,null,"Ensemble opaque hors sol",null,null,null,null,null,null,null,null,null,null,null,null,null,null,null,null,null,null,null,null,7,null,null,null,null,null,null,null,null,null,{"$f":"Version","v":"Version R01"}]
[]
[null,"Résultats →",null,null,null,null,null,null,null,null,null,null,null,null,"Flux thermique total et Résistance thermique effective dépréciée des bâtiments"]
[null,null,null,null,null,null,null,null,null,null,null,null,null,null,"Bâtiment\nPROPOSÉ",null,null,null,null,null,null,null,null,null,null,null,null,null,null," Σ Flux (W / K)",null,null,null,null,null,null,null,null,null,{"$f":"IFERROR(BL10+BQ13+BQ37,0)","v":0},null,null,null,null,null,null,null,null,null,"Bâtiment\nRÉFÉRENCE",null,null,null,null,null,null,null,null,null,null,null,null,null,null," Σ Flux (W / K)",null,null,null,null,null,null,null,null,null,{"$f":"IFERROR(BW10+CB13+CB37,0)","v":0}]
[null,null,null,null,null,null,null,null,null,null,null,null,null,null,null,null,null,null,null,null,null,null,null,null,null,null,null,null,null,"RSIED (m² · K / W)",null,null,null,null,null,null,null,null,null,{"$f":"IFERROR($AO$10/AN5,0)","v":0},null,null,null,null,null,null,null,null,null,null,null,null,null,null,null,null,null,null,null,null,null,null,null,null,"RSIED (m² · K / W)",null,null,null,null,null,null,null,null,null,{"$f":"IFERROR($AO$10/BW5,0)","v":0}]
[]
[null,"1 - Ensemble opaque hors sol",null,null,null,null,null,null,null,null,null,null,null,null,null,null,null,null,null,null,null,null,null,null,null,null,null,null,null,null,null,null,null,null,null,null,null,null,null,null,null,null,null,null,null,null,null,null,null,null,null,null,null,null,null,null,null,null,null,null,null,null,null,"Bâtiment PROPOSÉ",null,null,null,null,null,null,null,null,null,null,"Bâtiment RÉFÉRENCE"]
[null,"Nom de l'ensemble opaque hors sol",null,null,null,null,null,null,null,null,null,null,null,null,null,null,null,null,null,null,null,null,null,null,null,null,null,null,null,null,null,null,null,null,"Type\nd'ensemble",null,null,null,null,null,"Aire\n(m2)",null,null,null,null,null,"RSIE\n(m² · K / W)",null,null,null,null,null,"Référence",null,null,null,null,null,null,null,null,null,null,"Flux thermique\n(W / K)",null,null,null,null,"Pourcentage\n(%)",null,null,null,null,null,"Flux thermique\n(W / K)",null,null,null,null,"Pourcentage\n(%)"]
[null,{"$f":"INDEX(Vecteur_Nom_Ensemble_Opaque,BO2)","v":0},null,null,null,null,null,null,null,null,null,null,null,null,null,null,null,null,null,null,null,null,null,null,null,null,null,null,null,null,null,null,null,null,{"$f":"INDEX(Vecteur_Type_Ensemble,BO2)","v":0},null,null,null,null,null,{"$f":"INDEX(Vecteur_Aire_Ensemble,BO2)","v":0},null,null,null,null,null,{"$f":"INDEX(Vecteur_Résistance_Thermique_Effective_Proposé,BO2)","v":0},null,null,null,null,null,null,null,null,null,null,null,null,null,null,null,null,{"$f":"IFERROR(AO10/AU10,0)","v":0},null,null,null,null,{"$f":"IFERROR(BL10/$AN$5,0)","v":0},null,null,null,null,null,{"$f":"IFERROR(AO10/INDEX(Vecteur_Résistance_Thermique_Effective_Référence,BO2),0)","v":0},null,null,null,null,{"$f":"IFERROR(BW10/$BW$5,0)","v":0}]
[]
[null,"2 - Jonctions linéaires",null,null,null,null,null,null,null,null,null,null,null,null,null,null,null,null,null,null,null,null,null,null,null,null,null,null,null,null,null,null,null,null,null,null,null,null,null,null,null,null,null,null,null,null,null,null,null,null,null,null,null,null,null,null,null,null,null,null,null,null,null,"Bâtiment PROPOSÉ",null,null,null,null,null,null,null,null,null,null,"Bâtiment RÉFÉRENCE"]
[null,"Item",null,"Nom de la jonction linéraire",null,null,null,null,null,null,null,null,null,null,null,null,null,null,null,null,null,null,null,null,"Type de\njonction",null,null,null,null,"Longueur\n(m)",null,null,null,"Coefficient Ψ\n(W / m · K)",null,null,null,null,null,null,null,null,null,null,null,null,null,null,null,null,null,null,null,null,null,null,null,null,null,null,null,null,null," Σ Flux (W / K)",null,null,null,null,{"$f":"SUM(BL15:BL34)","v":0},null,null,null,null,null," Σ Flux (W / K)",null,null,null,null,{"$f":"SUM(BW15:BW34)","v":0}]
[null,null,null,null,null,null,null,null,null,null,null,null,null,null,null,null,null,null,null,null,null,null,null,null,null,null,null,null,null,null,null,null,null,"Conformité aux\nexigences prescriptives",null,null,null,null,null," Ψ\ngénérique",null,null,null," Ψ\nspécifique",null,null,null,"Pourcentage\nappliqué (%)",null,null,null,null,"Référence",null,null,null,null,null,null,null,null,null,null,"Flux thermique\n(W / K)",null,null,null,null,"Pourcentage\n(%)",null,null,null,null,null,"Flux thermique\n(W / K)",null,null,null,null,"Pourcentage\n(%)"]
[null,1,null,null,null,null,null,null,null,null,null,null,null,null,null,null,null,null,null,null,null,null,null,null,null,null,null,null,null,null,null,null,null,null,null,null,null,null,null,{"$f":"IF(AND(Y15<>\"\",AH15=\"Oui\"),VLOOKUP(Y15,Tableau_Coefficients_Linéaires,2,0),IF(AND(Y15<>\"\",AH15=\"Non\"),VLOOKUP(Y15,Tableau_Coefficients_Linéaires,3,0),\"\"))","v":""},null,null,null,null,null,null,null,null,null,null,null,null,null,null,null,null,null,null,null,null,null,null,null,{"$f":"IF(AND(Y15<>\"\",AD15<>\"\",AH15<>\"\"),IF(AND(AN15<>\"\",AV15<>\"\"),AD15*AN15*AV15/100,IF(AND(AR15<>\"\",AV15<>\"\"),AD15*AR15*AV15/100,\"\")),0)","v":0},null,null,null,null,{"$f":"IFERROR(BL15/$AN$5,0)","v":0},null,null,null,null,null,{"$f":"IF(AND(Y15<>\"\",AD15<>\"\"),AD15*VLOOKUP(Y15,Tableau_Coefficients_Linéaires,2,0)*AV15/100,0)","v":0},null,null,null,null,{"$f":"IFERROR(BW15/$BW$5,0)","v":0}]
[null,2,null,null,null,null,null,null,null,null,null,null,null,null,null,null,null,null,null,null,null,null,null,null,null,null,null,null,null,null,null,null,null,null,null,null,null,null,null,"",null,null,null,null,null,null,null,null,null,null,null,null,null,null,null,null,null,null,null,null,null,null,null,0,null,null,null,null,0,null,null,null,null,null,0,null,null,null,null,0]
[null,3,null,null,null,null,null,null,null,null,null,null,null,null,null,null,null,null,null,null,null,null,null,null,null,null,null,null,null,null,null,null,null,null,null,null,null,null,null,"",null,null,null,null,null,null,null,null,null,null,null,null,null,null,null,null,null,null,null,null,null,null,null,0,null,null,null,null,0,null,null,null,null,null,0,null,null,null,null,0]
[null,4,null,null,null,null,null,null,null,null,null,null,null,null,null,null,null,null,null,null,null,null,null,null,null,null,null,null,null,null,null,null,null,null,null,null,null,null,null,"",null,null,null,null,null,null,null,null,null,null,null,null,null,null,null,null,null,null,null,null,null,null,null,0,null,null,null,null,0,null,null,null,null,null,0,null,null,null,null,0]
[null,5,null,null,null,null,null,null,null,null,null,null,null,null,null,null,null,null,null,null,null,null,null,null,null,null,null,null,null,null,null,null,null,null,null,null,null,null,null,"",null,null,null,null,null,null,null,null,null,null,null,null,null,null,null,null,null,null,null,null,null,null,null,0,null,null,null,null,0,null,null,null,null,null,0,null,null,null,null,0]
[null,6,null,null,null,null,null,null,null,null,null,null,null,null,null,null,null,null,null,null,null,null,null,null,null,null,null,null,null,null,null,null,null,null,null,null,null,null,null,"",null,null,null,null,null,null,null,null,null,null,null,null,null,null,null,null,null,null,null,null,null,null,null,0,null,null,null,null,0,null,null,null,null,null,0,null,null,null,null,0]
[null,7,null,null,null,null,null,null,null,null,null,null,null,null,null,null,null,null,null,null,null,null,null,null,null,null,null,null,null,null,null,null,null,null,null,null,null,null,null,"",null,null,null,null,null,null,null,null,null,null,null,null,null,null,null,null,null,null,null,null,null,null,null,0,null,null,null,null,0,null,null,null,null,null,0,null,null,null,null,0]
[null,8,null,null,null,null,null,null,null,null,null,null,null,null,null,null,null,null,null,null,null,null,null,null,null,null,null,null,null,null,null,null,null,null,null,null,null,null,null,"",null,null,null,null,null,null,null,null,null,null,null,null,null,null,null,null,null,null,null,null,null,null,null,0,null,null,null,null,0,null,null,null,null,null,0,null,null,null,null,0]
[null,9,null,null,null,null,null,null,null,null,null,null,null,null,null,null,null,null,null,null,null,null,null,null,null,null,null,null,null,null,null,null,null,null,null,null,null,null,null,"",null,null,null,null,null,null,null,null,null,null,null,null,null,null,null,null,null,null,null,null,null,null,null,0,null,null,null,null,0,null,null,null,null,null,0,null,null,null,null,0]
[null,10,null,null,null,null,null,null,null,null,null,null,null,null,null,null,null,null,null,null,null,null,null,null,null,null,null,null,null,null,null,null,null,null,null,null,null,null,null,"",null,null,null,null,null,null,null,null,null,null,null,null,null,null,null,null,null,null,null,null,null,null,null,0,null,null,null,null,0,null,null,null,null,null,0,null,null,null,null,0]
[null,11,null,null,null,null,null,null,null,null,null,null,null,null,null,null,null,null,null,null,null,null,null,null,null,null,null,null,null,null,null,null,null,null,null,null,null,null,null,"",null,null,null,null,null,null,null,null,null,null,null,null,null,null,null,null,null,null,null,null,null,null,null,0,null,null,null,null,0,null,null,null,null,null,0,null,null,null,null,0]
[null,12,null,null,null,null,null,null,null,null,null,null,null,null,null,null,null,null,null,null,null,null,null,null,null,null,null,null,null,null,null,null,null,null,null,null,null,null,null,"",null,null,null,null,null,null,null,null,null,null,null,null,null,null,null,null,null,null,null,null,null,null,null,0,null,null,null,null,0,null,null,null,null,null,0,null,null,null,null,0]
[null,13,null,null,null,null,null,null,null,null,null,null,null,null,null,null,null,null,null,null,null,null,null,null,null,null,null,null,null,null,null,null,null,null,null,null,null,null,null,"",null,null,null,null,null,null,null,null,null,null,null,null,null,null,null,null,null,null,null,null,null,null,null,0,null,null,null,null,0,null,null,null,null,null,0,null,null,null,null,0]
[null,14,null,null,null,null,null,null,null,null,null,null,null,null,null,null,null,null,null,null,null,null,null,null,null,null,null,null,null,null,null,null,null,null,null,null,null,null,null,"",null,null,null,null,null,null,null,null,null,null,null,null,null,null,null,null,null,null,null,null,null,null,null,0,null,null,null,null,0,null,null,null,null,null,0,null,null,null,null,0]
[null,15,null,null,null,null,null,null,null,null,null,null,null,null,null,null,null,null,null,null,null,null,null,null,null,null,null,null,null,null,null,null,null,null,null,null,null,null,null,"",null,null,null,null,null,null,null,null,null,null,null,null,null,null,null,null,null,null,null,null,null,null,null,0,null,null,null,null,0,null,null,null,null,null,0,null,null,null,null,0]
[null,16,null,null,null,null,null,null,null,null,null,null,null,null,null,null,null,null,null,null,null,null,null,null,null,null,null,null,null,null,null,null,null,null,null,null,null,null,null,"",null,null,null,null,null,null,null,null,null,null,null,null,null,null,null,null,null,null,null,null,null,null,null,0,null,null,null,null,0,null,null,null,null,null,0,null,null,null,null,0]
[null,17,null,null,null,null,null,null,null,null,null,null,null,null,null,null,null,null,null,null,null,null,null,null,null,null,null,null,null,null,null,null,null,null,null,null,null,null,null,"",null,null,null,null,null,null,null,null,null,null,null,null,null,null,null,null,null,null,null,null,null,null,null,0,null,null,null,null,0,null,null,null,null,null,0,null,null,null,null,0]
[null,18,null,null,null,null,null,null,null,null,null,null,null,null,null,null,null,null,null,null,null,null,null,null,null,null,null,null,null,null,null,null,null,null,null,null,null,null,null,"",null,null,null,null,null,null,null,null,null,null,null,null,null,null,null,null,null,null,null,null,null,null,null,0,null,null,null,null,0,null,null,null,null,null,0,null,null,null,null,0]
[null,19,null,null,null,null,null,null,null,null,null,null,null,null,null,null,null,null,null,null,null,null,null,null,null,null,null,null,null,null,null,null,null,null,null,null,null,null,null,"",null,null,null,null,null,null,null,null,null,null,null,null,null,null,null,null,null,null,null,null,null,null,null,0,null,null,null,null,0,null,null,null,null,null,0,null,null,null,null,0]
[null,20,null,null,null,null,null,null,null,null,null,null,null,null,null,null,null,null,null,null,null,null,null,null,null,null,null,null,null,null,null,null,null,null,null,null,null,null,null,"",null,null,null,null,null,null,null,null,null,null,null,null,null,null,null,null,null,null,null,null,null,null,null,0,null,null,null,null,0,null,null,null,null,null,0,null,null,null,null,0]
[]
[null,"3 - Pénétrations ponctuelles",null,null,null,null,null,null,null,null,null,null,null,null,null,null,null,null,null,null,null,null,null,null,null,null,null,null,null,null,null,null,null,null,null,null,null,null,null,null,null,null,null,null,null,null,null,null,null,null,null,null,null,null,null,null,null,null,null,null,null,null,null,"Bâtiment PROPOSÉ",null,null,null,null,null,null,null,null,null,null,"Bâtiment RÉFÉRENCE"]
[null,"Item",null,"Nom de la pénétration ponctuelle",null,null,null,null,null,null,null,null,null,null,null,null,null,null,null,null,null,null,null,null,"Type de\npénétration",null,null,null,null,"Quantité",null,null,null,"Coefficient Ӽ\n(W / m · K)",null,null,null,null,null,null,null,null,null,null,null,null,null,null,null,null,null,null,null,null,null,null,null,null,null,null,null,null,null," Σ Flux (W / K)",null,null,null,null,{"$f":"SUM(BL39:BL58)","v":0},null,null,null,null,null," Σ Flux (W / K)",null,null,null,null,{"$f":"SUM(BW39:BW58)","v":0}]
[null,null,null,null,null,null,null,null,null,null,null,null,null,null,null,null,null,null,null,null,null,null,null,null,null,null,null,null,null,null,null,null,null,"Conformité aux\nexigences prescriptives",null,null,null,null,null,null," Ӽ\ngénérique",null,null,null,null,null," Ӽ\nspécifique",null,null,null,null,null,"Référence",null,null,null,null,null,null,null,null,null,null,"Flux thermique\n(W / K)",null,null,null,null,"Pourcentage\n(%)",null,null,null,null,null,"Flux thermique\n(W / K)",null,null,null,null,"Pourcentage\n(%)"]
[null,1,null,null,null,null,null,null,null,null,null,null,null,null,null,null,null,null,null,null,null,null,null,null,null,null,null,null,null,null,null,null,null,null,null,null,null,null,null,null,{"$f":"IF(AND(Y39<>\"\",AH39=\"Oui\"),VLOOKUP(Y39,Tableau_Pénétration_Ponctuelle,2,0),IF(AND(Y39<>\"\",AH39=\"Non\"),VLOOKUP(Y39,Tableau_Pénétration_Ponctuelle,3,0),\"\"))","v":""},null,null,null,null,null,null,null,null,null,null,null,null,null,null,null,null,null,null,null,null,null,null,{"$f":"IF(AND(Y39<>\"\",AD39<>\"\",AH39<>\"\"),IF(AO39<>\"\",AD39*AO39,IF(AU39<>\"\",AD39*AU39,\"\")),0)","v":0},null,null,null,null,{"$f":"IFERROR(BL39/$AN$5,0)","v":0},null,null,null,null,null,{"$f":"IF(AND(Y39<>\"\",AD39<>\"\"),AD39*VLOOKUP(Y39,Tableau_Pénétration_Ponctuelle,2,0),0)","v":0},null,null,null,null,{"$f":"IFERROR(BW39/$BW$5,0)","v":0}]
[null,2,null,null,null,null,null,null,null,null,null,null,null,null,null,null,null,null,null,null,null,null,null,null,null,null,null,null,null,null,null,null,null,null,null,null,null,null,null,null,"",null,null,null,null,null,null,null,null,null,null,null,null,null,null,null,null,null,null,null,null,null,null,0,null,null,null,null,0,null,null,null,null,null,0,null,null,null,null,0]
[null,3,null,null,null,null,null,null,null,null,null,null,null,null,null,null,null,null,null,null,null,null,null,null,null,null,null,null,null,null,null,null,null,null,null,null,null,null,null,null,"",null,null,null,null,null,null,null,null,null,null,null,null,null,null,null,null,null,null,null,null,null,null,0,null,null,null,null,0,null,null,null,null,null,0,null,null,null,null,0]
[null,4,null,null,null,null,null,null,null,null,null,null,null,null,null,null,null,null,null,null,null,null,null,null,null,null,null,null,null,null,null,null,null,null,null,null,null,null,null,null,"",null,null,null,null,null,null,null,null,null,null,null,null,null,null,null,null,null,null,null,null,null,null,0,null,null,null,null,0,null,null,null,null,null,0,null,null,null,null,0]
[null,5,null,null,null,null,null,null,null,null,null,null,null,null,null,null,null,null,null,null,null,null,null,null,null,null,null,null,null,null,null,null,null,null,null,null,null,null,null,null,"",null,null,null,null,null,null,null,null,null,null,null,null,null,null,null,null,null,null,null,null,null,null,0,null,null,null,null,0,null,null,null,null,null,0,null,null,null,null,0]
[null,6,null,null,null,null,null,null,null,null,null,null,null,null,null,null,null,null,null,null,null,null,null,null,null,null,null,null,null,null,null,null,null,null,null,null,null,null,null,null,"",null,null,null,null,null,null,null,null,null,null,null,null,null,null,null,null,null,null,null,null,null,null,0,null,null,null,null,0,null,null,null,null,null,0,null,null,null,null,0]
[null,7,null,null,null,null,null,null,null,null,null,null,null,null,null,null,null,null,null,null,null,null,null,null,null,null,null,null,null,null,null,null,null,null,null,null,null,null,null,null,"",null,null,null,null,null,null,null,null,null,null,null,null,null,null,null,null,null,null,null,null,null,null,0,null,null,null,null,0,null,null,null,null,null,0,null,null,null,null,0]
[null,8,null,null,null,null,null,null,null,null,null,null,null,null,null,null,null,null,null,null,null,null,null,null,null,null,null,null,null,null,null,null,null,null,null,null,null,null,null,null,"",null,null,null,null,null,null,null,null,null,null,null,null,null,null,null,null,null,null,null,null,null,null,0,null,null,null,null,0,null,null,null,null,null,0,null,null,null,null,0]
[null,9,null,null,null,null,null,null,null,null,null,null,null,null,null,null,null,null,null,null,null,null,null,null,null,null,null,null,null,null,null,null,null,null,null,null,null,null,null,null,"",null,null,null,null,null,null,null,null,null,null,null,null,null,null,null,null,null,null,null,null,null,null,0,null,null,null,null,0,null,null,null,null,null,0,null,null,null,null,0]
[null,10,null,null,null,null,null,null,null,null,null,null,null,null,null,null,null,null,null,null,null,null,null,null,null,null,null,null,null,null,null,null,null,null,null,null,null,null,null,null,"",null,null,null,null,null,null,null,null,null,null,null,null,null,null,null,null,null,null,null,null,null,null,0,null,null,null,null,0,null,null,null,null,null,0,null,null,null,null,0]
[null,11,null,null,null,null,null,null,null,null,null,null,null,null,null,null,null,null,null,null,null,null,null,null,null,null,null,null,null,null,null,null,null,null,null,null,null,null,null,null,"",null,null,null,null,null,null,null,null,null,null,null,null,null,null,null,null,null,null,null,null,null,null,0,null,null,null,null,0,null,null,null,null,null,0,null,null,null,null,0]
[null,12,null,null,null,null,null,null,null,null,null,null,null,null,null,null,null,null,null,null,null,null,null,null,null,null,null,null,null,null,null,null,null,null,null,null,null,null,null,null,"",null,null,null,null,null,null,null,null,null,null,null,null,null,null,null,null,null,null,null,null,null,null,0,null,null,null,null,0,null,null,null,null,null,0,null,null,null,null,0]
[null,13,null,null,null,null,null,null,null,null,null,null,null,null,null,null,null,null,null,null,null,null,null,null,null,null,null,null,null,null,null,null,null,null,null,null,null,null,null,null,"",null,null,null,null,null,null,null,null,null,null,null,null,null,null,null,null,null,null,null,null,null,null,0,null,null,null,null,0,null,null,null,null,null,0,null,null,null,null,0]
[null,14,null,null,null,null,null,null,null,null,null,null,null,null,null,null,null,null,null,null,null,null,null,null,null,null,null,null,null,null,null,null,null,null,null,null,null,null,null,null,"",null,null,null,null,null,null,null,null,null,null,null,null,null,null,null,null,null,null,null,null,null,null,0,null,null,null,null,0,null,null,null,null,null,0,null,null,null,null,0]
[null,15,null,null,null,null,null,null,null,null,null,null,null,null,null,null,null,null,null,null,null,null,null,null,null,null,null,null,null,null,null,null,null,null,null,null,null,null,null,null,"",null,null,null,null,null,null,null,null,null,null,null,null,null,null,null,null,null,null,null,null,null,null,0,null,null,null,null,0,null,null,null,null,null,0,null,null,null,null,0]
[null,16,null,null,null,null,null,null,null,null,null,null,null,null,null,null,null,null,null,null,null,null,null,null,null,null,null,null,null,null,null,null,null,null,null,null,null,null,null,null,"",null,null,null,null,null,null,null,null,null,null,null,null,null,null,null,null,null,null,null,null,null,null,0,null,null,null,null,0,null,null,null,null,null,0,null,null,null,null,0]
[null,17,null,null,null,null,null,null,null,null,null,null,null,null,null,null,null,null,null,null,null,null,null,null,null,null,null,null,null,null,null,null,null,null,null,null,null,null,null,null,"",null,null,null,null,null,null,null,null,null,null,null,null,null,null,null,null,null,null,null,null,null,null,0,null,null,null,null,0,null,null,null,null,null,0,null,null,null,null,0]
[null,18,null,null,null,null,null,null,null,null,null,null,null,null,null,null,null,null,null,null,null,null,null,null,null,null,null,null,null,null,null,null,null,null,null,null,null,null,null,null,"",null,null,null,null,null,null,null,null,null,null,null,null,null,null,null,null,null,null,null,null,null,null,0,null,null,null,null,0,null,null,null,null,null,0,null,null,null,null,0]
[null,19,null,null,null,null,null,null,null,null,null,null,null,null,null,null,null,null,null,null,null,null,null,null,null,null,null,null,null,null,null,null,null,null,null,null,null,null,null,null,"",null,null,null,null,null,null,null,null,null,null,null,null,null,null,null,null,null,null,null,null,null,null,0,null,null,null,null,0,null,null,null,null,null,0,null,null,null,null,0]
[null,20,null,null,null,null,null,null,null,null,null,null,null,null,null,null,null,null,null,null,null,null,null,null,null,null,null,null,null,null,null,null,null,null,null,null,null,null,null,null,"",null,null,null,null,null,null,null,null,null,null,null,null,null,null,null,null,null,null,null,null,null,null,0,null,null,null,null,0,null,null,null,null,null,0,null,null,null,null,0]

{"sheet":"8","index":9,"n_rows":58,"n_cols":80,"rows_kept":58,"cut":false,"hidden":false,"merged":[[4,49,5,63],[4,64,4,73],[4,74,4,83],[5,29,5,38],[5,39,5,48],[5,64,5,73],[5,74,5,83],[1,1,1,10],[1,11,1,44],[1,45,1,65],[1,66,1,75],[1,76,1,83],[3,1,5,12],[3,14,3,83],[4,14,5,28],[4,29,4,38],[4,39,4,48],[7,1,7,61],[7,63,7,72],[7,74,7,83],[8,1,8,33],[8,34,8,39],[8,40,8,45],[8,46,8,51],[8,52,8,61],[8,63,8,67],[8,68,8,72],[8,74,8,78],[8,79,8,83],[9,1,9,33],[9,34,9,39],[9,40,9,45],[9,46,9,51],[9,52,9,61],[9,63,9,67],[9,68,9,72],[9,74,9,78],[9,79,9,83],[14,47,14,51],[14,52,14,61],[11,1,11,61],[11,63,11,72],[11,74,11,83],[12,1,13,2],[12,3,13,23],[12,24,13,28],[12,29,13,32],[12,33,12,61],[12,63,12,67],[12,68,12,72],[12,74,12,78],[12,79,12,83],[13,33,13,38],[13,39,13,42],[13,43,13,46],[13,47,13,51],[13,52,13,61],[13,63,13,67],[13,68,13,72],[13,74,13,78],[13,79,13,83],[15,39,15,42],[15,43,15,46],[15,47,15,51],[14,63,14,67],[14,68,14,72],[14,74,14,78],[14,79,14,83],[15,1,15,2],[15,3,15,23],[15,24,15,28],[15,29,15,32],[15,33,15,38],[15,74,15,78],[15,79,15,83],[15,52,15,61],[15,63,15,67],[15,68,15,72],[14,1,14,2],[14,3,14,23],[14,24,14,28],[14,29,14,32],[14,33,14,38],[14,39,14,42],[14,43,14,46],[16,79,16,83],[17,1,17,2],[17,3,17,23],[17,24,17,28],[17,29,17,32],[17,33,17,38],[17,74,17,78],[17,79,17,83],[17,52,17,61],[17,63,17,67],[17,68,17,72],[16,1,16,2],[16,3,16,23],[16,24,16,28],[16,29,16,32],[16,33,16,38],[16,39,16,42],[16,43,16,46],[16,47,16,51],[18,43,18,46],[18,47,18,51],[17,39,17,42],[17,43,17,46],[17,47,17,51],[16,52,16,61],[16,63,16,67],[16,68,16,72],[16,74,16,78],[19,39,19,42],[19,43,19,46],[19,47,19,51],[18,52,18,61],[18,63,18,67],[18,68,18,72],[18,74,18,78],[18,79,18,83],[19,1,19,2],[19,3,19,23],[19,24,19,28],[19,29,19,32],[19,33,19,38],[19,74,19,78],[19,79,19,83],[19,52,19,61],[19,63,19,67],[19,68,19,72],[18,1,18,2],[18,3,18,23],[18,24,18,28],[18,29,18,32],[18,33,18,38],[18,39,18,42],[20,79,20,83],[21,1,21,2],[21,3,21,23],[21,24,21,28],[21,29,21,32],[21,33,21,38],[21,74,21,78],[21,79,21,83],[21,52,21,61],[21,63,21,67],[21,68,21,72],[20,1,20,2],[20,3,20,23],[20,24,20,28],[20,29,20,32],[20,33,20,38],[20,39,20,42],[20,43,20,46],[20,47,20,51],[22,43,22,46],[22,47,22,51],[21,39,21,42],[21,43,21,46],[21,47,21,51],[20,52,20,61],[20,63,20,67],[20,68,20,72],[20,74,20,78],[23,39,23,42],[23,43,23,46],[23,47,23,51],[22,52,22,61],[22,63,22,67],[22,68,22,72],[22,74,22,78],[22,79,22,83],[23,1,23,2],[23,3,23,23],[23,24,23,28],[23,29,23,32],[23,33,23,38],[23,74,23,78],[23,79,23,83],[23,52,23,61],[23,63,23,67],[23,68,23,72],[22,1,22,2],[22,3,22,23],[22,24,22,28],[22,29,22,32],[22,33,22,38],[22,39,22,42],[24,79,24,83],[25,1,25,2],[25,3,25,23],[25,24,25,28],[25,29,25,32],[25,33,25,38],[25,74,25,78],[25,79,25,83],[25,52,25,61],[25,63,25,67],[25,68,25,72],[24,1,24,2],[24,3,24,23],[24,24,24,28],[24,29,24,32],[24,33,24,38],[24,39,24,42],[24,43,24,46],[24,47,24,51],[26,43,26,46],[26,47,26,51],[25,39,25,42],[25,43,25,46],[25,47,25,51],[24,52,24,61],[24,63,24,67],[24,68,24,72],[24,74,24,78],[27,39,27,42],[27,43,27,46],[27,47,27,51],[26,52,26,61],[26,63,26,67],[26,68,26,72],[26,74,26,78],[26,79,26,83],[27,1,27,2],[27,3,27,23],[27,24,27,28],[27,29,27,32],[27,33,27,38],[27,74,27,78],[27,79,27,83],[27,52,27,61],[27,63,27,67],[27,68,27,72],[26,1,26,2],[26,3,26,23],[26,24,26,28],[26,29,26,32],[26,33,26,38],[26,39,26,42],[28,79,28,83],[29,1,29,2],[29,3,29,23],[29,24,29,28],[29,29,29,32],[29,33,29,38],[29,74,29,78],[29,79,29,83],[29,52,29,61],[29,63,29,67],[29,68,29,72],[28,1,28,2],[28,3,28,23],[28,24,28,28],[28,29,28,32],[28,33,28,38],[28,39,28,42],[28,43,28,46],[28,47,28,51],[30,43,30,46],[30,47,30,51],[29,39,29,42],[29,43,29,46],[29,47,29,51],[28,52,28,61],[28,63,28,67],[28,68,28,72],[28,74,28,78],[31,39,31,42],[31,43,31,46],[31,47,31,51],[30,52,30,61],[30,63,30,67],[30,68,30,72],[30,74,30,78],[30,79,30,83],[31,1,31,2],[31,3,31,23],[31,24,31,28],[31,29,31,32],[31,33,31,38],[31,74,31,78],[31,79,31,83],[31,52,31,61],[31,63,31,67],[31,68,31,72],[30,1,30,2],[30,3,30,23],[30,24,30,28],[30,29,30,32],[30,33,30,38],[30,39,30,42],[32,52,32,61],[32,63,32,67],[32,68,32,72],[32,74,32,78],[32,79,32,83],[33,1,33,2],[33,3,33,23],[33,24,33,28],[33,29,33,32],[33,33,33,38],[33,74,33,78],[33,79,33,83],[32,1,32,2],[32,3,32,23],[32,24,32,28],[32,29,32,32],[32,33,32,38],[32,39,32,42],[32,43,32,46],[32,47,32,51],[33,39,33,42],[33,43,33,46],[33,47,33,51],[33,52,33,61],[33,63,33,67],[33,68,33,72],[36,63,36,67],[36,68,36,72],[36,74,36,78],[39,74,39,78],[39,79,39,83],[38,63,38,67],[38,68,38,72],[38,79,38,83],[39,68,39,72],[35,1,35,61],[35,63,35,72],[35,74,35,83],[36,1,37,2],[36,3,37,23],[36,24,37,28],[36,29,37,32],[36,33,36,61],[36,79,36,83],[37,33,37,39],[37,40,37,45],[37,46,37,51],[37,52,37,61],[37,63,37,67],[37,68,37,72],[37,74,37,78],[37,79,37,83],[38,1,38,2],[38,3,38,23],[38,24,38,28],[38,29,38,32],[38,33,38,39],[38,40,38,45],[38,46,38,51],[38,52,38,61],[38,74,38,78],[40,46,40,51],[40,52,40,61],[40,63,40,67],[40,68,40,72],[40,74,40,78],[40,79,40,83],[40,1,40,2],[40,3,40,23],[40,24,40,28],[40,29,40,32],[40,33,40,39],[40,40,40,45],[39,1,39,2],[39,3,39,23],[39,24,39,28],[39,29,39,32],[39,33,39,39],[39,40,39,45],[39,46,39,51],[39,52,39,61],[39,63,39,67],[41,46,41,51],[41,52,41,61],[41,63,41,67],[41,68,41,72],[41,74,41,78],[41,79,41,83],[41,1,41,2],[41,3,41,23],[41,24,41,28],[41,29,41,32],[41,33,41,39],[41,40,41,45],[42,46,42,51],[42,52,42,61],[42,63,42,67],[42,68,42,72],[42,74,42,78],[42,79,42,83],[42,1,42,2],[42,3,42,23],[42,24,42,28],[42,29,42,32],[42,33,42,39],[42,40,42,45],[43,46,43,51],[43,52,43,61],[43,63,43,67],[43,68,43,72],[43,74,43,78],[43,79,43,83],[43,1,43,2],[43,3,43,23],[43,24,43,28],[43,29,43,32],[43,33,43,39],[43,40,43,45],[44,46,44,51],[44,52,44,61],[44,63,44,67],[44,68,44,72],[44,74,44,78],[44,79,44,83],[44,1,44,2],[44,3,44,23],[44,24,44,28],[44,29,44,32],[44,33,44,39],[44,40,44,45],[45,46,45,51],[45,52,45,61],[45,63,45,67],[45,68,45,72],[45,74,45,78],[45,79,45,83],[45,1,45,2],[45,3,45,23],[45,24,45,28],[45,29,45,32],[45,33,45,39],[45,40,45,45],[46,46,46,51],[46,52,46,61],[46,63,46,67],[46,68,46,72],[46,74,46,78],[46,79,46,83],[46,1,46,2],[46,3,46,23],[46,24,46,28],[46,29,46,32],[46,33,46,39],[46,40,46,45],[47,46,47,51],[47,52,47,61],[47,63,47,67],[47,68,47,72],[47,74,47,78],[47,79,47,83],[47,1,47,2],[47,3,47,23],[47,24,47,28],[47,29,47,32],[47,33,47,39],[47,40,47,45],[48,46,48,51],[48,52,48,61],[48,63,48,67],[48,68,48,72],[48,74,48,78],[48,79,48,83],[48,1,48,2],[48,3,48,23],[48,24,48,28],[48,29,48,32],[48,33,48,39],[48,40,48,45],[49,46,49,51],[49,52,49,61],[49,63,49,67],[49,68,49,72],[49,74,49,78],[49,79,49,83],[49,1,49,2],[49,3,49,23],[49,24,49,28],[49,29,49,32],[49,33,49,39],[49,40,49,45],[50,46,50,51],[50,52,50,61],[50,63,50,67],[50,68,50,72],[50,74,50,78],[50,79,50,83],[50,1,50,2],[50,3,50,23],[50,24,50,28],[50,29,50,32],[50,33,50,39],[50,40,50,45],[51,46,51,51],[51,52,51,61],[51,63,51,67],[51,68,51,72],[51,74,51,78],[51,79,51,83],[51,1,51,2],[51,3,51,23],[51,24,51,28],[51,29,51,32],[51,33,51,39],[51,40,51,45],[52,46,52,51],[52,52,52,61],[52,63,52,67],[52,68,52,72],[52,74,52,78],[52,79,52,83],[52,1,52,2],[52,3,52,23],[52,24,52,28],[52,29,52,32],[52,33,52,39],[52,40,52,45],[53,46,53,51],[53,52,53,61],[53,63,53,67],[53,68,53,72],[53,74,53,78],[53,79,53,83],[53,1,53,2],[53,3,53,23],[53,24,53,28],[53,29,53,32],[53,33,53,39],[53,40,53,45],[54,46,54,51],[54,52,54,61],[54,63,54,67],[54,68,54,72],[54,74,54,78],[54,79,54,83],[54,1,54,2],[54,3,54,23],[54,24,54,28],[54,29,54,32],[54,33,54,39],[54,40,54,45],[55,46,55,51],[55,52,55,61],[55,63,55,67],[55,68,55,72],[55,74,55,78],[55,79,55,83],[55,1,55,2],[55,3,55,23],[55,24,55,28],[55,29,55,32],[55,33,55,39],[55,40,55,45],[56,46,56,51],[56,52,56,61],[56,63,56,67],[56,68,56,72],[56,74,56,78],[56,79,56,83],[56,1,56,2],[56,3,56,23],[56,24,56,28],[56,29,56,32],[56,33,56,39],[56,40,56,45],[57,46,57,51],[57,52,57,61],[57,63,57,67],[57,68,57,72],[57,74,57,78],[57,79,57,83],[57,1,57,2],[57,3,57,23],[57,24,57,28],[57,29,57,32],[57,33,57,39],[57,40,57,45]]}
[]
[null,null,null,null,null,null,null,null,null,null,null,"Calcul de la dépréciation de la résistance thermique effective ",null,null,null,null,null,null,null,null,null,null,null,null,null,null,null,null,null,null,null,null,null,null,null,null,null,null,null,null,null,null,null,null,null,"Ensemble opaque hors sol",null,null,null,null,null,null,null,null,null,null,null,null,null,null,null,null,null,null,null,null,8,null,null,null,null,null,null,null,null,null,{"$f":"Version","v":"Version R01"}]
[]
[null,"Résultats →",null,null,null,null,null,null,null,null,null,null,null,null,"Flux thermique total et Résistance thermique effective dépréciée des bâtiments"]
[null,null,null,null,null,null,null,null,null,null,null,null,null,null,"Bâtiment\nPROPOSÉ",null,null,null,null,null,null,null,null,null,null,null,null,null,null," Σ Flux (W / K)",null,null,null,null,null,null,null,null,null,{"$f":"IFERROR(BL10+BQ13+BQ37,0)","v":0},null,null,null,null,null,null,null,null,null,"Bâtiment\nRÉFÉRENCE",null,null,null,null,null,null,null,null,null,null,null,null,null,null," Σ Flux (W / K)",null,null,null,null,null,null,null,null,null,{"$f":"IFERROR(BW10+CB13+CB37,0)","v":0}]
[null,null,null,null,null,null,null,null,null,null,null,null,null,null,null,null,null,null,null,null,null,null,null,null,null,null,null,null,null,"RSIED (m² · K / W)",null,null,null,null,null,null,null,null,null,{"$f":"IFERROR($AO$10/AN5,0)","v":0},null,null,null,null,null,null,null,null,null,null,null,null,null,null,null,null,null,null,null,null,null,null,null,null,"RSIED (m² · K / W)",null,null,null,null,null,null,null,null,null,{"$f":"IFERROR($AO$10/BW5,0)","v":0}]
[]
[null,"1 - Ensemble opaque hors sol",null,null,null,null,null,null,null,null,null,null,null,null,null,null,null,null,null,null,null,null,null,null,null,null,null,null,null,null,null,null,null,null,null,null,null,null,null,null,null,null,null,null,null,null,null,null,null,null,null,null,null,null,null,null,null,null,null,null,null,null,null,"Bâtiment PROPOSÉ",null,null,null,null,null,null,null,null,null,null,"Bâtiment RÉFÉRENCE"]
[null,"Nom de l'ensemble opaque hors sol",null,null,null,null,null,null,null,null,null,null,null,null,null,null,null,null,null,null,null,null,null,null,null,null,null,null,null,null,null,null,null,null,"Type\nd'ensemble",null,null,null,null,null,"Aire\n(m2)",null,null,null,null,null,"RSIE\n(m² · K / W)",null,null,null,null,null,"Référence",null,null,null,null,null,null,null,null,null,null,"Flux thermique\n(W / K)",null,null,null,null,"Pourcentage\n(%)",null,null,null,null,null,"Flux thermique\n(W / K)",null,null,null,null,"Pourcentage\n(%)"]
[null,{"$f":"INDEX(Vecteur_Nom_Ensemble_Opaque,BO2)","v":0},null,null,null,null,null,null,null,null,null,null,null,null,null,null,null,null,null,null,null,null,null,null,null,null,null,null,null,null,null,null,null,null,{"$f":"INDEX(Vecteur_Type_Ensemble,BO2)","v":0},null,null,null,null,null,{"$f":"INDEX(Vecteur_Aire_Ensemble,BO2)","v":0},null,null,null,null,null,{"$f":"INDEX(Vecteur_Résistance_Thermique_Effective_Proposé,BO2)","v":0},null,null,null,null,null,null,null,null,null,null,null,null,null,null,null,null,{"$f":"IFERROR(AO10/AU10,0)","v":0},null,null,null,null,{"$f":"IFERROR(BL10/$AN$5,0)","v":0},null,null,null,null,null,{"$f":"IFERROR(AO10/INDEX(Vecteur_Résistance_Thermique_Effective_Référence,BO2),0)","v":0},null,null,null,null,{"$f":"IFERROR(BW10/$BW$5,0)","v":0}]
[]
[null,"2 - Jonctions linéaires",null,null,null,null,null,null,null,null,null,null,null,null,null,null,null,null,null,null,null,null,null,null,null,null,null,null,null,null,null,null,null,null,null,null,null,null,null,null,null,null,null,null,null,null,null,null,null,null,null,null,null,null,null,null,null,null,null,null,null,null,null,"Bâtiment PROPOSÉ",null,null,null,null,null,null,null,null,null,null,"Bâtiment RÉFÉRENCE"]
[null,"Item",null,"Nom de la jonction linéraire",null,null,null,null,null,null,null,null,null,null,null,null,null,null,null,null,null,null,null,null,"Type de\njonction",null,null,null,null,"Longueur\n(m)",null,null,null,"Coefficient Ψ\n(W / m · K)",null,null,null,null,null,null,null,null,null,null,null,null,null,null,null,null,null,null,null,null,null,null,null,null,null,null,null,null,null," Σ Flux (W / K)",null,null,null,null,{"$f":"SUM(BL15:BL34)","v":0},null,null,null,null,null," Σ Flux (W / K)",null,null,null,null,{"$f":"SUM(BW15:BW34)","v":0}]
[null,null,null,null,null,null,null,null,null,null,null,null,null,null,null,null,null,null,null,null,null,null,null,null,null,null,null,null,null,null,null,null,null,"Conformité aux\nexigences prescriptives",null,null,null,null,null," Ψ\ngénérique",null,null,null," Ψ\nspécifique",null,null,null,"Pourcentage\nappliqué (%)",null,null,null,null,"Référence",null,null,null,null,null,null,null,null,null,null,"Flux thermique\n(W / K)",null,null,null,null,"Pourcentage\n(%)",null,null,null,null,null,"Flux thermique\n(W / K)",null,null,null,null,"Pourcentage\n(%)"]
[null,1,null,null,null,null,null,null,null,null,null,null,null,null,null,null,null,null,null,null,null,null,null,null,null,null,null,null,null,null,null,null,null,null,null,null,null,null,null,{"$f":"IF(AND(Y15<>\"\",AH15=\"Oui\"),VLOOKUP(Y15,Tableau_Coefficients_Linéaires,2,0),IF(AND(Y15<>\"\",AH15=\"Non\"),VLOOKUP(Y15,Tableau_Coefficients_Linéaires,3,0),\"\"))","v":""},null,null,null,null,null,null,null,null,null,null,null,null,null,null,null,null,null,null,null,null,null,null,null,{"$f":"IF(AND(Y15<>\"\",AD15<>\"\",AH15<>\"\"),IF(AND(AN15<>\"\",AV15<>\"\"),AD15*AN15*AV15/100,IF(AND(AR15<>\"\",AV15<>\"\"),AD15*AR15*AV15/100,\"\")),0)","v":0},null,null,null,null,{"$f":"IFERROR(BL15/$AN$5,0)","v":0},null,null,null,null,null,{"$f":"IF(AND(Y15<>\"\",AD15<>\"\"),AD15*VLOOKUP(Y15,Tableau_Coefficients_Linéaires,2,0)*AV15/100,0)","v":0},null,null,null,null,{"$f":"IFERROR(BW15/$BW$5,0)","v":0}]
[null,2,null,null,null,null,null,null,null,null,null,null,null,null,null,null,null,null,null,null,null,null,null,null,null,null,null,null,null,null,null,null,null,null,null,null,null,null,null,"",null,null,null,null,null,null,null,null,null,null,null,null,null,null,null,null,null,null,null,null,null,null,null,0,null,null,null,null,0,null,null,null,null,null,0,null,null,null,null,0]
[null,3,null,null,null,null,null,null,null,null,null,null,null,null,null,null,null,null,null,null,null,null,null,null,null,null,null,null,null,null,null,null,null,null,null,null,null,null,null,"",null,null,null,null,null,null,null,null,null,null,null,null,null,null,null,null,null,null,null,null,null,null,null,0,null,null,null,null,0,null,null,null,null,null,0,null,null,null,null,0]
[null,4,null,null,null,null,null,null,null,null,null,null,null,null,null,null,null,null,null,null,null,null,null,null,null,null,null,null,null,null,null,null,null,null,null,null,null,null,null,"",null,null,null,null,null,null,null,null,null,null,null,null,null,null,null,null,null,null,null,null,null,null,null,0,null,null,null,null,0,null,null,null,null,null,0,null,null,null,null,0]
[null,5,null,null,null,null,null,null,null,null,null,null,null,null,null,null,null,null,null,null,null,null,null,null,null,null,null,null,null,null,null,null,null,null,null,null,null,null,null,"",null,null,null,null,null,null,null,null,null,null,null,null,null,null,null,null,null,null,null,null,null,null,null,0,null,null,null,null,0,null,null,null,null,null,0,null,null,null,null,0]
[null,6,null,null,null,null,null,null,null,null,null,null,null,null,null,null,null,null,null,null,null,null,null,null,null,null,null,null,null,null,null,null,null,null,null,null,null,null,null,"",null,null,null,null,null,null,null,null,null,null,null,null,null,null,null,null,null,null,null,null,null,null,null,0,null,null,null,null,0,null,null,null,null,null,0,null,null,null,null,0]
[null,7,null,null,null,null,null,null,null,null,null,null,null,null,null,null,null,null,null,null,null,null,null,null,null,null,null,null,null,null,null,null,null,null,null,null,null,null,null,"",null,null,null,null,null,null,null,null,null,null,null,null,null,null,null,null,null,null,null,null,null,null,null,0,null,null,null,null,0,null,null,null,null,null,0,null,null,null,null,0]
[null,8,null,null,null,null,null,null,null,null,null,null,null,null,null,null,null,null,null,null,null,null,null,null,null,null,null,null,null,null,null,null,null,null,null,null,null,null,null,"",null,null,null,null,null,null,null,null,null,null,null,null,null,null,null,null,null,null,null,null,null,null,null,0,null,null,null,null,0,null,null,null,null,null,0,null,null,null,null,0]
[null,9,null,null,null,null,null,null,null,null,null,null,null,null,null,null,null,null,null,null,null,null,null,null,null,null,null,null,null,null,null,null,null,null,null,null,null,null,null,"",null,null,null,null,null,null,null,null,null,null,null,null,null,null,null,null,null,null,null,null,null,null,null,0,null,null,null,null,0,null,null,null,null,null,0,null,null,null,null,0]
[null,10,null,null,null,null,null,null,null,null,null,null,null,null,null,null,null,null,null,null,null,null,null,null,null,null,null,null,null,null,null,null,null,null,null,null,null,null,null,"",null,null,null,null,null,null,null,null,null,null,null,null,null,null,null,null,null,null,null,null,null,null,null,0,null,null,null,null,0,null,null,null,null,null,0,null,null,null,null,0]
[null,11,null,null,null,null,null,null,null,null,null,null,null,null,null,null,null,null,null,null,null,null,null,null,null,null,null,null,null,null,null,null,null,null,null,null,null,null,null,"",null,null,null,null,null,null,null,null,null,null,null,null,null,null,null,null,null,null,null,null,null,null,null,0,null,null,null,null,0,null,null,null,null,null,0,null,null,null,null,0]
[null,12,null,null,null,null,null,null,null,null,null,null,null,null,null,null,null,null,null,null,null,null,null,null,null,null,null,null,null,null,null,null,null,null,null,null,null,null,null,"",null,null,null,null,null,null,null,null,null,null,null,null,null,null,null,null,null,null,null,null,null,null,null,0,null,null,null,null,0,null,null,null,null,null,0,null,null,null,null,0]
[null,13,null,null,null,null,null,null,null,null,null,null,null,null,null,null,null,null,null,null,null,null,null,null,null,null,null,null,null,null,null,null,null,null,null,null,null,null,null,"",null,null,null,null,null,null,null,null,null,null,null,null,null,null,null,null,null,null,null,null,null,null,null,0,null,null,null,null,0,null,null,null,null,null,0,null,null,null,null,0]
[null,14,null,null,null,null,null,null,null,null,null,null,null,null,null,null,null,null,null,null,null,null,null,null,null,null,null,null,null,null,null,null,null,null,null,null,null,null,null,"",null,null,null,null,null,null,null,null,null,null,null,null,null,null,null,null,null,null,null,null,null,null,null,0,null,null,null,null,0,null,null,null,null,null,0,null,null,null,null,0]
[null,15,null,null,null,null,null,null,null,null,null,null,null,null,null,null,null,null,null,null,null,null,null,null,null,null,null,null,null,null,null,null,null,null,null,null,null,null,null,"",null,null,null,null,null,null,null,null,null,null,null,null,null,null,null,null,null,null,null,null,null,null,null,0,null,null,null,null,0,null,null,null,null,null,0,null,null,null,null,0]
[null,16,null,null,null,null,null,null,null,null,null,null,null,null,null,null,null,null,null,null,null,null,null,null,null,null,null,null,null,null,null,null,null,null,null,null,null,null,null,"",null,null,null,null,null,null,null,null,null,null,null,null,null,null,null,null,null,null,null,null,null,null,null,0,null,null,null,null,0,null,null,null,null,null,0,null,null,null,null,0]
[null,17,null,null,null,null,null,null,null,null,null,null,null,null,null,null,null,null,null,null,null,null,null,null,null,null,null,null,null,null,null,null,null,null,null,null,null,null,null,"",null,null,null,null,null,null,null,null,null,null,null,null,null,null,null,null,null,null,null,null,null,null,null,0,null,null,null,null,0,null,null,null,null,null,0,null,null,null,null,0]
[null,18,null,null,null,null,null,null,null,null,null,null,null,null,null,null,null,null,null,null,null,null,null,null,null,null,null,null,null,null,null,null,null,null,null,null,null,null,null,"",null,null,null,null,null,null,null,null,null,null,null,null,null,null,null,null,null,null,null,null,null,null,null,0,null,null,null,null,0,null,null,null,null,null,0,null,null,null,null,0]
[null,19,null,null,null,null,null,null,null,null,null,null,null,null,null,null,null,null,null,null,null,null,null,null,null,null,null,null,null,null,null,null,null,null,null,null,null,null,null,"",null,null,null,null,null,null,null,null,null,null,null,null,null,null,null,null,null,null,null,null,null,null,null,0,null,null,null,null,0,null,null,null,null,null,0,null,null,null,null,0]
[null,20,null,null,null,null,null,null,null,null,null,null,null,null,null,null,null,null,null,null,null,null,null,null,null,null,null,null,null,null,null,null,null,null,null,null,null,null,null,"",null,null,null,null,null,null,null,null,null,null,null,null,null,null,null,null,null,null,null,null,null,null,null,0,null,null,null,null,0,null,null,null,null,null,0,null,null,null,null,0]
[]
[null,"3 - Pénétrations ponctuelles",null,null,null,null,null,null,null,null,null,null,null,null,null,null,null,null,null,null,null,null,null,null,null,null,null,null,null,null,null,null,null,null,null,null,null,null,null,null,null,null,null,null,null,null,null,null,null,null,null,null,null,null,null,null,null,null,null,null,null,null,null,"Bâtiment PROPOSÉ",null,null,null,null,null,null,null,null,null,null,"Bâtiment RÉFÉRENCE"]
[null,"Item",null,"Nom de la pénétration ponctuelle",null,null,null,null,null,null,null,null,null,null,null,null,null,null,null,null,null,null,null,null,"Type de\npénétration",null,null,null,null,"Quantité",null,null,null,"Coefficient Ӽ\n(W / m · K)",null,null,null,null,null,null,null,null,null,null,null,null,null,null,null,null,null,null,null,null,null,null,null,null,null,null,null,null,null," Σ Flux (W / K)",null,null,null,null,{"$f":"SUM(BL39:BL58)","v":0},null,null,null,null,null," Σ Flux (W / K)",null,null,null,null,{"$f":"SUM(BW39:BW58)","v":0}]
[null,null,null,null,null,null,null,null,null,null,null,null,null,null,null,null,null,null,null,null,null,null,null,null,null,null,null,null,null,null,null,null,null,"Conformité aux\nexigences prescriptives",null,null,null,null,null,null," Ӽ\ngénérique",null,null,null,null,null," Ӽ\nspécifique",null,null,null,null,null,"Référence",null,null,null,null,null,null,null,null,null,null,"Flux thermique\n(W / K)",null,null,null,null,"Pourcentage\n(%)",null,null,null,null,null,"Flux thermique\n(W / K)",null,null,null,null,"Pourcentage\n(%)"]
[null,1,null,null,null,null,null,null,null,null,null,null,null,null,null,null,null,null,null,null,null,null,null,null,null,null,null,null,null,null,null,null,null,null,null,null,null,null,null,null,{"$f":"IF(AND(Y39<>\"\",AH39=\"Oui\"),VLOOKUP(Y39,Tableau_Pénétration_Ponctuelle,2,0),IF(AND(Y39<>\"\",AH39=\"Non\"),VLOOKUP(Y39,Tableau_Pénétration_Ponctuelle,3,0),\"\"))","v":""},null,null,null,null,null,null,null,null,null,null,null,null,null,null,null,null,null,null,null,null,null,null,{"$f":"IF(AND(Y39<>\"\",AD39<>\"\",AH39<>\"\"),IF(AO39<>\"\",AD39*AO39,IF(AU39<>\"\",AD39*AU39,\"\")),0)","v":0},null,null,null,null,{"$f":"IFERROR(BL39/$AN$5,0)","v":0},null,null,null,null,null,{"$f":"IF(AND(Y39<>\"\",AD39<>\"\"),AD39*VLOOKUP(Y39,Tableau_Pénétration_Ponctuelle,2,0),0)","v":0},null,null,null,null,{"$f":"IFERROR(BW39/$BW$5,0)","v":0}]
[null,2,null,null,null,null,null,null,null,null,null,null,null,null,null,null,null,null,null,null,null,null,null,null,null,null,null,null,null,null,null,null,null,null,null,null,null,null,null,null,"",null,null,null,null,null,null,null,null,null,null,null,null,null,null,null,null,null,null,null,null,null,null,0,null,null,null,null,0,null,null,null,null,null,0,null,null,null,null,0]
[null,3,null,null,null,null,null,null,null,null,null,null,null,null,null,null,null,null,null,null,null,null,null,null,null,null,null,null,null,null,null,null,null,null,null,null,null,null,null,null,"",null,null,null,null,null,null,null,null,null,null,null,null,null,null,null,null,null,null,null,null,null,null,0,null,null,null,null,0,null,null,null,null,null,0,null,null,null,null,0]
[null,4,null,null,null,null,null,null,null,null,null,null,null,null,null,null,null,null,null,null,null,null,null,null,null,null,null,null,null,null,null,null,null,null,null,null,null,null,null,null,"",null,null,null,null,null,null,null,null,null,null,null,null,null,null,null,null,null,null,null,null,null,null,0,null,null,null,null,0,null,null,null,null,null,0,null,null,null,null,0]
[null,5,null,null,null,null,null,null,null,null,null,null,null,null,null,null,null,null,null,null,null,null,null,null,null,null,null,null,null,null,null,null,null,null,null,null,null,null,null,null,"",null,null,null,null,null,null,null,null,null,null,null,null,null,null,null,null,null,null,null,null,null,null,0,null,null,null,null,0,null,null,null,null,null,0,null,null,null,null,0]
[null,6,null,null,null,null,null,null,null,null,null,null,null,null,null,null,null,null,null,null,null,null,null,null,null,null,null,null,null,null,null,null,null,null,null,null,null,null,null,null,"",null,null,null,null,null,null,null,null,null,null,null,null,null,null,null,null,null,null,null,null,null,null,0,null,null,null,null,0,null,null,null,null,null,0,null,null,null,null,0]
[null,7,null,null,null,null,null,null,null,null,null,null,null,null,null,null,null,null,null,null,null,null,null,null,null,null,null,null,null,null,null,null,null,null,null,null,null,null,null,null,"",null,null,null,null,null,null,null,null,null,null,null,null,null,null,null,null,null,null,null,null,null,null,0,null,null,null,null,0,null,null,null,null,null,0,null,null,null,null,0]
[null,8,null,null,null,null,null,null,null,null,null,null,null,null,null,null,null,null,null,null,null,null,null,null,null,null,null,null,null,null,null,null,null,null,null,null,null,null,null,null,"",null,null,null,null,null,null,null,null,null,null,null,null,null,null,null,null,null,null,null,null,null,null,0,null,null,null,null,0,null,null,null,null,null,0,null,null,null,null,0]
[null,9,null,null,null,null,null,null,null,null,null,null,null,null,null,null,null,null,null,null,null,null,null,null,null,null,null,null,null,null,null,null,null,null,null,null,null,null,null,null,"",null,null,null,null,null,null,null,null,null,null,null,null,null,null,null,null,null,null,null,null,null,null,0,null,null,null,null,0,null,null,null,null,null,0,null,null,null,null,0]
[null,10,null,null,null,null,null,null,null,null,null,null,null,null,null,null,null,null,null,null,null,null,null,null,null,null,null,null,null,null,null,null,null,null,null,null,null,null,null,null,"",null,null,null,null,null,null,null,null,null,null,null,null,null,null,null,null,null,null,null,null,null,null,0,null,null,null,null,0,null,null,null,null,null,0,null,null,null,null,0]
[null,11,null,null,null,null,null,null,null,null,null,null,null,null,null,null,null,null,null,null,null,null,null,null,null,null,null,null,null,null,null,null,null,null,null,null,null,null,null,null,"",null,null,null,null,null,null,null,null,null,null,null,null,null,null,null,null,null,null,null,null,null,null,0,null,null,null,null,0,null,null,null,null,null,0,null,null,null,null,0]
[null,12,null,null,null,null,null,null,null,null,null,null,null,null,null,null,null,null,null,null,null,null,null,null,null,null,null,null,null,null,null,null,null,null,null,null,null,null,null,null,"",null,null,null,null,null,null,null,null,null,null,null,null,null,null,null,null,null,null,null,null,null,null,0,null,null,null,null,0,null,null,null,null,null,0,null,null,null,null,0]
[null,13,null,null,null,null,null,null,null,null,null,null,null,null,null,null,null,null,null,null,null,null,null,null,null,null,null,null,null,null,null,null,null,null,null,null,null,null,null,null,"",null,null,null,null,null,null,null,null,null,null,null,null,null,null,null,null,null,null,null,null,null,null,0,null,null,null,null,0,null,null,null,null,null,0,null,null,null,null,0]
[null,14,null,null,null,null,null,null,null,null,null,null,null,null,null,null,null,null,null,null,null,null,null,null,null,null,null,null,null,null,null,null,null,null,null,null,null,null,null,null,"",null,null,null,null,null,null,null,null,null,null,null,null,null,null,null,null,null,null,null,null,null,null,0,null,null,null,null,0,null,null,null,null,null,0,null,null,null,null,0]
[null,15,null,null,null,null,null,null,null,null,null,null,null,null,null,null,null,null,null,null,null,null,null,null,null,null,null,null,null,null,null,null,null,null,null,null,null,null,null,null,"",null,null,null,null,null,null,null,null,null,null,null,null,null,null,null,null,null,null,null,null,null,null,0,null,null,null,null,0,null,null,null,null,null,0,null,null,null,null,0]
[null,16,null,null,null,null,null,null,null,null,null,null,null,null,null,null,null,null,null,null,null,null,null,null,null,null,null,null,null,null,null,null,null,null,null,null,null,null,null,null,"",null,null,null,null,null,null,null,null,null,null,null,null,null,null,null,null,null,null,null,null,null,null,0,null,null,null,null,0,null,null,null,null,null,0,null,null,null,null,0]
[null,17,null,null,null,null,null,null,null,null,null,null,null,null,null,null,null,null,null,null,null,null,null,null,null,null,null,null,null,null,null,null,null,null,null,null,null,null,null,null,"",null,null,null,null,null,null,null,null,null,null,null,null,null,null,null,null,null,null,null,null,null,null,0,null,null,null,null,0,null,null,null,null,null,0,null,null,null,null,0]
[null,18,null,null,null,null,null,null,null,null,null,null,null,null,null,null,null,null,null,null,null,null,null,null,null,null,null,null,null,null,null,null,null,null,null,null,null,null,null,null,"",null,null,null,null,null,null,null,null,null,null,null,null,null,null,null,null,null,null,null,null,null,null,0,null,null,null,null,0,null,null,null,null,null,0,null,null,null,null,0]
[null,19,null,null,null,null,null,null,null,null,null,null,null,null,null,null,null,null,null,null,null,null,null,null,null,null,null,null,null,null,null,null,null,null,null,null,null,null,null,null,"",null,null,null,null,null,null,null,null,null,null,null,null,null,null,null,null,null,null,null,null,null,null,0,null,null,null,null,0,null,null,null,null,null,0,null,null,null,null,0]
[null,20,null,null,null,null,null,null,null,null,null,null,null,null,null,null,null,null,null,null,null,null,null,null,null,null,null,null,null,null,null,null,null,null,null,null,null,null,null,null,"",null,null,null,null,null,null,null,null,null,null,null,null,null,null,null,null,null,null,null,null,null,null,0,null,null,null,null,0,null,null,null,null,null,0,null,null,null,null,0]

{"sheet":"9","index":10,"n_rows":58,"n_cols":80,"rows_kept":58,"cut":false,"hidden":false,"merged":[[4,49,5,63],[4,64,4,73],[4,74,4,83],[5,29,5,38],[5,39,5,48],[5,64,5,73],[5,74,5,83],[1,1,1,10],[1,11,1,44],[1,45,1,65],[1,66,1,75],[1,76,1,83],[3,1,5,12],[3,14,3,83],[4,14,5,28],[4,29,4,38],[4,39,4,48],[7,1,7,61],[7,63,7,72],[7,74,7,83],[8,1,8,33],[8,34,8,39],[8,40,8,45],[8,46,8,51],[8,52,8,61],[8,63,8,67],[8,68,8,72],[8,74,8,78],[8,79,8,83],[9,1,9,33],[9,34,9,39],[9,40,9,45],[9,46,9,51],[9,52,9,61],[9,63,9,67],[9,68,9,72],[9,74,9,78],[9,79,9,83],[14,47,14,51],[14,52,14,61],[11,1,11,61],[11,63,11,72],[11,74,11,83],[12,1,13,2],[12,3,13,23],[12,24,13,28],[12,29,13,32],[12,33,12,61],[12,63,12,67],[12,68,12,72],[12,74,12,78],[12,79,12,83],[13,33,13,38],[13,39,13,42],[13,43,13,46],[13,47,13,51],[13,52,13,61],[13,63,13,67],[13,68,13,72],[13,74,13,78],[13,79,13,83],[15,39,15,42],[15,43,15,46],[15,47,15,51],[14,63,14,67],[14,68,14,72],[14,74,14,78],[14,79,14,83],[15,1,15,2],[15,3,15,23],[15,24,15,28],[15,29,15,32],[15,33,15,38],[15,74,15,78],[15,79,15,83],[15,52,15,61],[15,63,15,67],[15,68,15,72],[14,1,14,2],[14,3,14,23],[14,24,14,28],[14,29,14,32],[14,33,14,38],[14,39,14,42],[14,43,14,46],[16,79,16,83],[17,1,17,2],[17,3,17,23],[17,24,17,28],[17,29,17,32],[17,33,17,38],[17,74,17,78],[17,79,17,83],[17,52,17,61],[17,63,17,67],[17,68,17,72],[16,1,16,2],[16,3,16,23],[16,24,16,28],[16,29,16,32],[16,33,16,38],[16,39,16,42],[16,43,16,46],[16,47,16,51],[18,43,18,46],[18,47,18,51],[17,39,17,42],[17,43,17,46],[17,47,17,51],[16,52,16,61],[16,63,16,67],[16,68,16,72],[16,74,16,78],[19,39,19,42],[19,43,19,46],[19,47,19,51],[18,52,18,61],[18,63,18,67],[18,68,18,72],[18,74,18,78],[18,79,18,83],[19,1,19,2],[19,3,19,23],[19,24,19,28],[19,29,19,32],[19,33,19,38],[19,74,19,78],[19,79,19,83],[19,52,19,61],[19,63,19,67],[19,68,19,72],[18,1,18,2],[18,3,18,23],[18,24,18,28],[18,29,18,32],[18,33,18,38],[18,39,18,42],[20,79,20,83],[21,1,21,2],[21,3,21,23],[21,24,21,28],[21,29,21,32],[21,33,21,38],[21,74,21,78],[21,79,21,83],[21,52,21,61],[21,63,21,67],[21,68,21,72],[20,1,20,2],[20,3,20,23],[20,24,20,28],[20,29,20,32],[20,33,20,38],[20,39,20,42],[20,43,20,46],[20,47,20,51],[22,43,22,46],[22,47,22,51],[21,39,21,42],[21,43,21,46],[21,47,21,51],[20,52,20,61],[20,63,20,67],[20,68,20,72],[20,74,20,78],[23,39,23,42],[23,43,23,46],[23,47,23,51],[22,52,22,61],[22,63,22,67],[22,68,22,72],[22,74,22,78],[22,79,22,83],[23,1,23,2],[23,3,23,23],[23,24,23,28],[23,29,23,32],[23,33,23,38],[23,74,23,78],[23,79,23,83],[23,52,23,61],[23,63,23,67],[23,68,23,72],[22,1,22,2],[22,3,22,23],[22,24,22,28],[22,29,22,32],[22,33,22,38],[22,39,22,42],[24,79,24,83],[25,1,25,2],[25,3,25,23],[25,24,25,28],[25,29,25,32],[25,33,25,38],[25,74,25,78],[25,79,25,83],[25,52,25,61],[25,63,25,67],[25,68,25,72],[24,1,24,2],[24,3,24,23],[24,24,24,28],[24,29,24,32],[24,33,24,38],[24,39,24,42],[24,43,24,46],[24,47,24,51],[26,43,26,46],[26,47,26,51],[25,39,25,42],[25,43,25,46],[25,47,25,51],[24,52,24,61],[24,63,24,67],[24,68,24,72],[24,74,24,78],[27,39,27,42],[27,43,27,46],[27,47,27,51],[26,52,26,61],[26,63,26,67],[26,68,26,72],[26,74,26,78],[26,79,26,83],[27,1,27,2],[27,3,27,23],[27,24,27,28],[27,29,27,32],[27,33,27,38],[27,74,27,78],[27,79,27,83],[27,52,27,61],[27,63,27,67],[27,68,27,72],[26,1,26,2],[26,3,26,23],[26,24,26,28],[26,29,26,32],[26,33,26,38],[26,39,26,42],[28,79,28,83],[29,1,29,2],[29,3,29,23],[29,24,29,28],[29,29,29,32],[29,33,29,38],[29,74,29,78],[29,79,29,83],[29,52,29,61],[29,63,29,67],[29,68,29,72],[28,1,28,2],[28,3,28,23],[28,24,28,28],[28,29,28,32],[28,33,28,38],[28,39,28,42],[28,43,28,46],[28,47,28,51],[30,43,30,46],[30,47,30,51],[29,39,29,42],[29,43,29,46],[29,47,29,51],[28,52,28,61],[28,63,28,67],[28,68,28,72],[28,74,28,78],[31,39,31,42],[31,43,31,46],[31,47,31,51],[30,52,30,61],[30,63,30,67],[30,68,30,72],[30,74,30,78],[30,79,30,83],[31,1,31,2],[31,3,31,23],[31,24,31,28],[31,29,31,32],[31,33,31,38],[31,74,31,78],[31,79,31,83],[31,52,31,61],[31,63,31,67],[31,68,31,72],[30,1,30,2],[30,3,30,23],[30,24,30,28],[30,29,30,32],[30,33,30,38],[30,39,30,42],[32,52,32,61],[32,63,32,67],[32,68,32,72],[32,74,32,78],[32,79,32,83],[33,1,33,2],[33,3,33,23],[33,24,33,28],[33,29,33,32],[33,33,33,38],[33,74,33,78],[33,79,33,83],[32,1,32,2],[32,3,32,23],[32,24,32,28],[32,29,32,32],[32,33,32,38],[32,39,32,42],[32,43,32,46],[32,47,32,51],[33,39,33,42],[33,43,33,46],[33,47,33,51],[33,52,33,61],[33,63,33,67],[33,68,33,72],[36,63,36,67],[36,68,36,72],[36,74,36,78],[39,74,39,78],[39,79,39,83],[38,63,38,67],[38,68,38,72],[38,79,38,83],[39,68,39,72],[35,1,35,61],[35,63,35,72],[35,74,35,83],[36,1,37,2],[36,3,37,23],[36,24,37,28],[36,29,37,32],[36,33,36,61],[36,79,36,83],[37,33,37,39],[37,40,37,45],[37,46,37,51],[37,52,37,61],[37,63,37,67],[37,68,37,72],[37,74,37,78],[37,79,37,83],[38,1,38,2],[38,3,38,23],[38,24,38,28],[38,29,38,32],[38,33,38,39],[38,40,38,45],[38,46,38,51],[38,52,38,61],[38,74,38,78],[40,46,40,51],[40,52,40,61],[40,63,40,67],[40,68,40,72],[40,74,40,78],[40,79,40,83],[40,1,40,2],[40,3,40,23],[40,24,40,28],[40,29,40,32],[40,33,40,39],[40,40,40,45],[39,1,39,2],[39,3,39,23],[39,24,39,28],[39,29,39,32],[39,33,39,39],[39,40,39,45],[39,46,39,51],[39,52,39,61],[39,63,39,67],[41,46,41,51],[41,52,41,61],[41,63,41,67],[41,68,41,72],[41,74,41,78],[41,79,41,83],[41,1,41,2],[41,3,41,23],[41,24,41,28],[41,29,41,32],[41,33,41,39],[41,40,41,45],[42,46,42,51],[42,52,42,61],[42,63,42,67],[42,68,42,72],[42,74,42,78],[42,79,42,83],[42,1,42,2],[42,3,42,23],[42,24,42,28],[42,29,42,32],[42,33,42,39],[42,40,42,45],[43,46,43,51],[43,52,43,61],[43,63,43,67],[43,68,43,72],[43,74,43,78],[43,79,43,83],[43,1,43,2],[43,3,43,23],[43,24,43,28],[43,29,43,32],[43,33,43,39],[43,40,43,45],[44,46,44,51],[44,52,44,61],[44,63,44,67],[44,68,44,72],[44,74,44,78],[44,79,44,83],[44,1,44,2],[44,3,44,23],[44,24,44,28],[44,29,44,32],[44,33,44,39],[44,40,44,45],[45,46,45,51],[45,52,45,61],[45,63,45,67],[45,68,45,72],[45,74,45,78],[45,79,45,83],[45,1,45,2],[45,3,45,23],[45,24,45,28],[45,29,45,32],[45,33,45,39],[45,40,45,45],[46,46,46,51],[46,52,46,61],[46,63,46,67],[46,68,46,72],[46,74,46,78],[46,79,46,83],[46,1,46,2],[46,3,46,23],[46,24,46,28],[46,29,46,32],[46,33,46,39],[46,40,46,45],[47,46,47,51],[47,52,47,61],[47,63,47,67],[47,68,47,72],[47,74,47,78],[47,79,47,83],[47,1,47,2],[47,3,47,23],[47,24,47,28],[47,29,47,32],[47,33,47,39],[47,40,47,45],[48,46,48,51],[48,52,48,61],[48,63,48,67],[48,68,48,72],[48,74,48,78],[48,79,48,83],[48,1,48,2],[48,3,48,23],[48,24,48,28],[48,29,48,32],[48,33,48,39],[48,40,48,45],[49,46,49,51],[49,52,49,61],[49,63,49,67],[49,68,49,72],[49,74,49,78],[49,79,49,83],[49,1,49,2],[49,3,49,23],[49,24,49,28],[49,29,49,32],[49,33,49,39],[49,40,49,45],[50,46,50,51],[50,52,50,61],[50,63,50,67],[50,68,50,72],[50,74,50,78],[50,79,50,83],[50,1,50,2],[50,3,50,23],[50,24,50,28],[50,29,50,32],[50,33,50,39],[50,40,50,45],[51,46,51,51],[51,52,51,61],[51,63,51,67],[51,68,51,72],[51,74,51,78],[51,79,51,83],[51,1,51,2],[51,3,51,23],[51,24,51,28],[51,29,51,32],[51,33,51,39],[51,40,51,45],[52,46,52,51],[52,52,52,61],[52,63,52,67],[52,68,52,72],[52,74,52,78],[52,79,52,83],[52,1,52,2],[52,3,52,23],[52,24,52,28],[52,29,52,32],[52,33,52,39],[52,40,52,45],[53,46,53,51],[53,52,53,61],[53,63,53,67],[53,68,53,72],[53,74,53,78],[53,79,53,83],[53,1,53,2],[53,3,53,23],[53,24,53,28],[53,29,53,32],[53,33,53,39],[53,40,53,45],[54,46,54,51],[54,52,54,61],[54,63,54,67],[54,68,54,72],[54,74,54,78],[54,79,54,83],[54,1,54,2],[54,3,54,23],[54,24,54,28],[54,29,54,32],[54,33,54,39],[54,40,54,45],[55,46,55,51],[55,52,55,61],[55,63,55,67],[55,68,55,72],[55,74,55,78],[55,79,55,83],[55,1,55,2],[55,3,55,23],[55,24,55,28],[55,29,55,32],[55,33,55,39],[55,40,55,45],[56,46,56,51],[56,52,56,61],[56,63,56,67],[56,68,56,72],[56,74,56,78],[56,79,56,83],[56,1,56,2],[56,3,56,23],[56,24,56,28],[56,29,56,32],[56,33,56,39],[56,40,56,45],[57,46,57,51],[57,52,57,61],[57,63,57,67],[57,68,57,72],[57,74,57,78],[57,79,57,83],[57,1,57,2],[57,3,57,23],[57,24,57,28],[57,29,57,32],[57,33,57,39],[57,40,57,45]]}
[]
[null,null,null,null,null,null,null,null,null,null,null,"Calcul de la dépréciation de la résistance thermique effective ",null,null,null,null,null,null,null,null,null,null,null,null,null,null,null,null,null,null,null,null,null,null,null,null,null,null,null,null,null,null,null,null,null,"Ensemble opaque hors sol",null,null,null,null,null,null,null,null,null,null,null,null,null,null,null,null,null,null,null,null,9,null,null,null,null,null,null,null,null,null,{"$f":"Version","v":"Version R01"}]
[]
[null,"Résultats →",null,null,null,null,null,null,null,null,null,null,null,null,"Flux thermique total et Résistance thermique effective dépréciée des bâtiments"]
[null,null,null,null,null,null,null,null,null,null,null,null,null,null,"Bâtiment\nPROPOSÉ",null,null,null,null,null,null,null,null,null,null,null,null,null,null," Σ Flux (W / K)",null,null,null,null,null,null,null,null,null,{"$f":"IFERROR(BL10+BQ13+BQ37,0)","v":0},null,null,null,null,null,null,null,null,null,"Bâtiment\nRÉFÉRENCE",null,null,null,null,null,null,null,null,null,null,null,null,null,null," Σ Flux (W / K)",null,null,null,null,null,null,null,null,null,{"$f":"IFERROR(BW10+CB13+CB37,0)","v":0}]
[null,null,null,null,null,null,null,null,null,null,null,null,null,null,null,null,null,null,null,null,null,null,null,null,null,null,null,null,null,"RSIED (m² · K / W)",null,null,null,null,null,null,null,null,null,{"$f":"IFERROR($AO$10/AN5,0)","v":0},null,null,null,null,null,null,null,null,null,null,null,null,null,null,null,null,null,null,null,null,null,null,null,null,"RSIED (m² · K / W)",null,null,null,null,null,null,null,null,null,{"$f":"IFERROR($AO$10/BW5,0)","v":0}]
[]
[null,"1 - Ensemble opaque hors sol",null,null,null,null,null,null,null,null,null,null,null,null,null,null,null,null,null,null,null,null,null,null,null,null,null,null,null,null,null,null,null,null,null,null,null,null,null,null,null,null,null,null,null,null,null,null,null,null,null,null,null,null,null,null,null,null,null,null,null,null,null,"Bâtiment PROPOSÉ",null,null,null,null,null,null,null,null,null,null,"Bâtiment RÉFÉRENCE"]
[null,"Nom de l'ensemble opaque hors sol",null,null,null,null,null,null,null,null,null,null,null,null,null,null,null,null,null,null,null,null,null,null,null,null,null,null,null,null,null,null,null,null,"Type\nd'ensemble",null,null,null,null,null,"Aire\n(m2)",null,null,null,null,null,"RSIE\n(m² · K / W)",null,null,null,null,null,"Référence",null,null,null,null,null,null,null,null,null,null,"Flux thermique\n(W / K)",null,null,null,null,"Pourcentage\n(%)",null,null,null,null,null,"Flux thermique\n(W / K)",null,null,null,null,"Pourcentage\n(%)"]
[null,{"$f":"INDEX(Vecteur_Nom_Ensemble_Opaque,BO2)","v":0},null,null,null,null,null,null,null,null,null,null,null,null,null,null,null,null,null,null,null,null,null,null,null,null,null,null,null,null,null,null,null,null,{"$f":"INDEX(Vecteur_Type_Ensemble,BO2)","v":0},null,null,null,null,null,{"$f":"INDEX(Vecteur_Aire_Ensemble,BO2)","v":0},null,null,null,null,null,{"$f":"INDEX(Vecteur_Résistance_Thermique_Effective_Proposé,BO2)","v":0},null,null,null,null,null,null,null,null,null,null,null,null,null,null,null,null,{"$f":"IFERROR(AO10/AU10,0)","v":0},null,null,null,null,{"$f":"IFERROR(BL10/$AN$5,0)","v":0},null,null,null,null,null,{"$f":"IFERROR(AO10/INDEX(Vecteur_Résistance_Thermique_Effective_Référence,BO2),0)","v":0},null,null,null,null,{"$f":"IFERROR(BW10/$BW$5,0)","v":0}]
[]
[null,"2 - Jonctions linéaires",null,null,null,null,null,null,null,null,null,null,null,null,null,null,null,null,null,null,null,null,null,null,null,null,null,null,null,null,null,null,null,null,null,null,null,null,null,null,null,null,null,null,null,null,null,null,null,null,null,null,null,null,null,null,null,null,null,null,null,null,null,"Bâtiment PROPOSÉ",null,null,null,null,null,null,null,null,null,null,"Bâtiment RÉFÉRENCE"]
[null,"Item",null,"Nom de la jonction linéraire",null,null,null,null,null,null,null,null,null,null,null,null,null,null,null,null,null,null,null,null,"Type de\njonction",null,null,null,null,"Longueur\n(m)",null,null,null,"Coefficient Ψ\n(W / m · K)",null,null,null,null,null,null,null,null,null,null,null,null,null,null,null,null,null,null,null,null,null,null,null,null,null,null,null,null,null," Σ Flux (W / K)",null,null,null,null,{"$f":"SUM(BL15:BL34)","v":0},null,null,null,null,null," Σ Flux (W / K)",null,null,null,null,{"$f":"SUM(BW15:BW34)","v":0}]
[null,null,null,null,null,null,null,null,null,null,null,null,null,null,null,null,null,null,null,null,null,null,null,null,null,null,null,null,null,null,null,null,null,"Conformité aux\nexigences prescriptives",null,null,null,null,null," Ψ\ngénérique",null,null,null," Ψ\nspécifique",null,null,null,"Pourcentage\nappliqué (%)",null,null,null,null,"Référence",null,null,null,null,null,null,null,null,null,null,"Flux thermique\n(W / K)",null,null,null,null,"Pourcentage\n(%)",null,null,null,null,null,"Flux thermique\n(W / K)",null,null,null,null,"Pourcentage\n(%)"]
[null,1,null,null,null,null,null,null,null,null,null,null,null,null,null,null,null,null,null,null,null,null,null,null,null,null,null,null,null,null,null,null,null,null,null,null,null,null,null,{"$f":"IF(AND(Y15<>\"\",AH15=\"Oui\"),VLOOKUP(Y15,Tableau_Coefficients_Linéaires,2,0),IF(AND(Y15<>\"\",AH15=\"Non\"),VLOOKUP(Y15,Tableau_Coefficients_Linéaires,3,0),\"\"))","v":""},null,null,null,null,null,null,null,null,null,null,null,null,null,null,null,null,null,null,null,null,null,null,null,{"$f":"IF(AND(Y15<>\"\",AD15<>\"\",AH15<>\"\"),IF(AND(AN15<>\"\",AV15<>\"\"),AD15*AN15*AV15/100,IF(AND(AR15<>\"\",AV15<>\"\"),AD15*AR15*AV15/100,\"\")),0)","v":0},null,null,null,null,{"$f":"IFERROR(BL15/$AN$5,0)","v":0},null,null,null,null,null,{"$f":"IF(AND(Y15<>\"\",AD15<>\"\"),AD15*VLOOKUP(Y15,Tableau_Coefficients_Linéaires,2,0)*AV15/100,0)","v":0},null,null,null,null,{"$f":"IFERROR(BW15/$BW$5,0)","v":0}]
[null,2,null,null,null,null,null,null,null,null,null,null,null,null,null,null,null,null,null,null,null,null,null,null,null,null,null,null,null,null,null,null,null,null,null,null,null,null,null,"",null,null,null,null,null,null,null,null,null,null,null,null,null,null,null,null,null,null,null,null,null,null,null,0,null,null,null,null,0,null,null,null,null,null,0,null,null,null,null,0]
[null,3,null,null,null,null,null,null,null,null,null,null,null,null,null,null,null,null,null,null,null,null,null,null,null,null,null,null,null,null,null,null,null,null,null,null,null,null,null,"",null,null,null,null,null,null,null,null,null,null,null,null,null,null,null,null,null,null,null,null,null,null,null,0,null,null,null,null,0,null,null,null,null,null,0,null,null,null,null,0]
[null,4,null,null,null,null,null,null,null,null,null,null,null,null,null,null,null,null,null,null,null,null,null,null,null,null,null,null,null,null,null,null,null,null,null,null,null,null,null,"",null,null,null,null,null,null,null,null,null,null,null,null,null,null,null,null,null,null,null,null,null,null,null,0,null,null,null,null,0,null,null,null,null,null,0,null,null,null,null,0]
[null,5,null,null,null,null,null,null,null,null,null,null,null,null,null,null,null,null,null,null,null,null,null,null,null,null,null,null,null,null,null,null,null,null,null,null,null,null,null,"",null,null,null,null,null,null,null,null,null,null,null,null,null,null,null,null,null,null,null,null,null,null,null,0,null,null,null,null,0,null,null,null,null,null,0,null,null,null,null,0]
[null,6,null,null,null,null,null,null,null,null,null,null,null,null,null,null,null,null,null,null,null,null,null,null,null,null,null,null,null,null,null,null,null,null,null,null,null,null,null,"",null,null,null,null,null,null,null,null,null,null,null,null,null,null,null,null,null,null,null,null,null,null,null,0,null,null,null,null,0,null,null,null,null,null,0,null,null,null,null,0]
[null,7,null,null,null,null,null,null,null,null,null,null,null,null,null,null,null,null,null,null,null,null,null,null,null,null,null,null,null,null,null,null,null,null,null,null,null,null,null,"",null,null,null,null,null,null,null,null,null,null,null,null,null,null,null,null,null,null,null,null,null,null,null,0,null,null,null,null,0,null,null,null,null,null,0,null,null,null,null,0]
[null,8,null,null,null,null,null,null,null,null,null,null,null,null,null,null,null,null,null,null,null,null,null,null,null,null,null,null,null,null,null,null,null,null,null,null,null,null,null,"",null,null,null,null,null,null,null,null,null,null,null,null,null,null,null,null,null,null,null,null,null,null,null,0,null,null,null,null,0,null,null,null,null,null,0,null,null,null,null,0]
[null,9,null,null,null,null,null,null,null,null,null,null,null,null,null,null,null,null,null,null,null,null,null,null,null,null,null,null,null,null,null,null,null,null,null,null,null,null,null,"",null,null,null,null,null,null,null,null,null,null,null,null,null,null,null,null,null,null,null,null,null,null,null,0,null,null,null,null,0,null,null,null,null,null,0,null,null,null,null,0]
[null,10,null,null,null,null,null,null,null,null,null,null,null,null,null,null,null,null,null,null,null,null,null,null,null,null,null,null,null,null,null,null,null,null,null,null,null,null,null,"",null,null,null,null,null,null,null,null,null,null,null,null,null,null,null,null,null,null,null,null,null,null,null,0,null,null,null,null,0,null,null,null,null,null,0,null,null,null,null,0]
[null,11,null,null,null,null,null,null,null,null,null,null,null,null,null,null,null,null,null,null,null,null,null,null,null,null,null,null,null,null,null,null,null,null,null,null,null,null,null,"",null,null,null,null,null,null,null,null,null,null,null,null,null,null,null,null,null,null,null,null,null,null,null,0,null,null,null,null,0,null,null,null,null,null,0,null,null,null,null,0]
[null,12,null,null,null,null,null,null,null,null,null,null,null,null,null,null,null,null,null,null,null,null,null,null,null,null,null,null,null,null,null,null,null,null,null,null,null,null,null,"",null,null,null,null,null,null,null,null,null,null,null,null,null,null,null,null,null,null,null,null,null,null,null,0,null,null,null,null,0,null,null,null,null,null,0,null,null,null,null,0]
[null,13,null,null,null,null,null,null,null,null,null,null,null,null,null,null,null,null,null,null,null,null,null,null,null,null,null,null,null,null,null,null,null,null,null,null,null,null,null,"",null,null,null,null,null,null,null,null,null,null,null,null,null,null,null,null,null,null,null,null,null,null,null,0,null,null,null,null,0,null,null,null,null,null,0,null,null,null,null,0]
[null,14,null,null,null,null,null,null,null,null,null,null,null,null,null,null,null,null,null,null,null,null,null,null,null,null,null,null,null,null,null,null,null,null,null,null,null,null,null,"",null,null,null,null,null,null,null,null,null,null,null,null,null,null,null,null,null,null,null,null,null,null,null,0,null,null,null,null,0,null,null,null,null,null,0,null,null,null,null,0]
[null,15,null,null,null,null,null,null,null,null,null,null,null,null,null,null,null,null,null,null,null,null,null,null,null,null,null,null,null,null,null,null,null,null,null,null,null,null,null,"",null,null,null,null,null,null,null,null,null,null,null,null,null,null,null,null,null,null,null,null,null,null,null,0,null,null,null,null,0,null,null,null,null,null,0,null,null,null,null,0]
[null,16,null,null,null,null,null,null,null,null,null,null,null,null,null,null,null,null,null,null,null,null,null,null,null,null,null,null,null,null,null,null,null,null,null,null,null,null,null,"",null,null,null,null,null,null,null,null,null,null,null,null,null,null,null,null,null,null,null,null,null,null,null,0,null,null,null,null,0,null,null,null,null,null,0,null,null,null,null,0]
[null,17,null,null,null,null,null,null,null,null,null,null,null,null,null,null,null,null,null,null,null,null,null,null,null,null,null,null,null,null,null,null,null,null,null,null,null,null,null,"",null,null,null,null,null,null,null,null,null,null,null,null,null,null,null,null,null,null,null,null,null,null,null,0,null,null,null,null,0,null,null,null,null,null,0,null,null,null,null,0]
[null,18,null,null,null,null,null,null,null,null,null,null,null,null,null,null,null,null,null,null,null,null,null,null,null,null,null,null,null,null,null,null,null,null,null,null,null,null,null,"",null,null,null,null,null,null,null,null,null,null,null,null,null,null,null,null,null,null,null,null,null,null,null,0,null,null,null,null,0,null,null,null,null,null,0,null,null,null,null,0]
[null,19,null,null,null,null,null,null,null,null,null,null,null,null,null,null,null,null,null,null,null,null,null,null,null,null,null,null,null,null,null,null,null,null,null,null,null,null,null,"",null,null,null,null,null,null,null,null,null,null,null,null,null,null,null,null,null,null,null,null,null,null,null,0,null,null,null,null,0,null,null,null,null,null,0,null,null,null,null,0]
[null,20,null,null,null,null,null,null,null,null,null,null,null,null,null,null,null,null,null,null,null,null,null,null,null,null,null,null,null,null,null,null,null,null,null,null,null,null,null,"",null,null,null,null,null,null,null,null,null,null,null,null,null,null,null,null,null,null,null,null,null,null,null,0,null,null,null,null,0,null,null,null,null,null,0,null,null,null,null,0]
[]
[null,"3 - Pénétrations ponctuelles",null,null,null,null,null,null,null,null,null,null,null,null,null,null,null,null,null,null,null,null,null,null,null,null,null,null,null,null,null,null,null,null,null,null,null,null,null,null,null,null,null,null,null,null,null,null,null,null,null,null,null,null,null,null,null,null,null,null,null,null,null,"Bâtiment PROPOSÉ",null,null,null,null,null,null,null,null,null,null,"Bâtiment RÉFÉRENCE"]
[null,"Item",null,"Nom de la pénétration ponctuelle",null,null,null,null,null,null,null,null,null,null,null,null,null,null,null,null,null,null,null,null,"Type de\npénétration",null,null,null,null,"Quantité",null,null,null,"Coefficient Ӽ\n(W / m · K)",null,null,null,null,null,null,null,null,null,null,null,null,null,null,null,null,null,null,null,null,null,null,null,null,null,null,null,null,null," Σ Flux (W / K)",null,null,null,null,{"$f":"SUM(BL39:BL58)","v":0},null,null,null,null,null," Σ Flux (W / K)",null,null,null,null,{"$f":"SUM(BW39:BW58)","v":0}]
[null,null,null,null,null,null,null,null,null,null,null,null,null,null,null,null,null,null,null,null,null,null,null,null,null,null,null,null,null,null,null,null,null,"Conformité aux\nexigences prescriptives",null,null,null,null,null,null," Ӽ\ngénérique",null,null,null,null,null," Ӽ\nspécifique",null,null,null,null,null,"Référence",null,null,null,null,null,null,null,null,null,null,"Flux thermique\n(W / K)",null,null,null,null,"Pourcentage\n(%)",null,null,null,null,null,"Flux thermique\n(W / K)",null,null,null,null,"Pourcentage\n(%)"]
[null,1,null,null,null,null,null,null,null,null,null,null,null,null,null,null,null,null,null,null,null,null,null,null,null,null,null,null,null,null,null,null,null,null,null,null,null,null,null,null,{"$f":"IF(AND(Y39<>\"\",AH39=\"Oui\"),VLOOKUP(Y39,Tableau_Pénétration_Ponctuelle,2,0),IF(AND(Y39<>\"\",AH39=\"Non\"),VLOOKUP(Y39,Tableau_Pénétration_Ponctuelle,3,0),\"\"))","v":""},null,null,null,null,null,null,null,null,null,null,null,null,null,null,null,null,null,null,null,null,null,null,{"$f":"IF(AND(Y39<>\"\",AD39<>\"\",AH39<>\"\"),IF(AO39<>\"\",AD39*AO39,IF(AU39<>\"\",AD39*AU39,\"\")),0)","v":0},null,null,null,null,{"$f":"IFERROR(BL39/$AN$5,0)","v":0},null,null,null,null,null,{"$f":"IF(AND(Y39<>\"\",AD39<>\"\"),AD39*VLOOKUP(Y39,Tableau_Pénétration_Ponctuelle,2,0),0)","v":0},null,null,null,null,{"$f":"IFERROR(BW39/$BW$5,0)","v":0}]
[null,2,null,null,null,null,null,null,null,null,null,null,null,null,null,null,null,null,null,null,null,null,null,null,null,null,null,null,null,null,null,null,null,null,null,null,null,null,null,null,"",null,null,null,null,null,null,null,null,null,null,null,null,null,null,null,null,null,null,null,null,null,null,0,null,null,null,null,0,null,null,null,null,null,0,null,null,null,null,0]
[null,3,null,null,null,null,null,null,null,null,null,null,null,null,null,null,null,null,null,null,null,null,null,null,null,null,null,null,null,null,null,null,null,null,null,null,null,null,null,null,"",null,null,null,null,null,null,null,null,null,null,null,null,null,null,null,null,null,null,null,null,null,null,0,null,null,null,null,0,null,null,null,null,null,0,null,null,null,null,0]
[null,4,null,null,null,null,null,null,null,null,null,null,null,null,null,null,null,null,null,null,null,null,null,null,null,null,null,null,null,null,null,null,null,null,null,null,null,null,null,null,"",null,null,null,null,null,null,null,null,null,null,null,null,null,null,null,null,null,null,null,null,null,null,0,null,null,null,null,0,null,null,null,null,null,0,null,null,null,null,0]
[null,5,null,null,null,null,null,null,null,null,null,null,null,null,null,null,null,null,null,null,null,null,null,null,null,null,null,null,null,null,null,null,null,null,null,null,null,null,null,null,"",null,null,null,null,null,null,null,null,null,null,null,null,null,null,null,null,null,null,null,null,null,null,0,null,null,null,null,0,null,null,null,null,null,0,null,null,null,null,0]
[null,6,null,null,null,null,null,null,null,null,null,null,null,null,null,null,null,null,null,null,null,null,null,null,null,null,null,null,null,null,null,null,null,null,null,null,null,null,null,null,"",null,null,null,null,null,null,null,null,null,null,null,null,null,null,null,null,null,null,null,null,null,null,0,null,null,null,null,0,null,null,null,null,null,0,null,null,null,null,0]
[null,7,null,null,null,null,null,null,null,null,null,null,null,null,null,null,null,null,null,null,null,null,null,null,null,null,null,null,null,null,null,null,null,null,null,null,null,null,null,null,"",null,null,null,null,null,null,null,null,null,null,null,null,null,null,null,null,null,null,null,null,null,null,0,null,null,null,null,0,null,null,null,null,null,0,null,null,null,null,0]
[null,8,null,null,null,null,null,null,null,null,null,null,null,null,null,null,null,null,null,null,null,null,null,null,null,null,null,null,null,null,null,null,null,null,null,null,null,null,null,null,"",null,null,null,null,null,null,null,null,null,null,null,null,null,null,null,null,null,null,null,null,null,null,0,null,null,null,null,0,null,null,null,null,null,0,null,null,null,null,0]
[null,9,null,null,null,null,null,null,null,null,null,null,null,null,null,null,null,null,null,null,null,null,null,null,null,null,null,null,null,null,null,null,null,null,null,null,null,null,null,null,"",null,null,null,null,null,null,null,null,null,null,null,null,null,null,null,null,null,null,null,null,null,null,0,null,null,null,null,0,null,null,null,null,null,0,null,null,null,null,0]
[null,10,null,null,null,null,null,null,null,null,null,null,null,null,null,null,null,null,null,null,null,null,null,null,null,null,null,null,null,null,null,null,null,null,null,null,null,null,null,null,"",null,null,null,null,null,null,null,null,null,null,null,null,null,null,null,null,null,null,null,null,null,null,0,null,null,null,null,0,null,null,null,null,null,0,null,null,null,null,0]
[null,11,null,null,null,null,null,null,null,null,null,null,null,null,null,null,null,null,null,null,null,null,null,null,null,null,null,null,null,null,null,null,null,null,null,null,null,null,null,null,"",null,null,null,null,null,null,null,null,null,null,null,null,null,null,null,null,null,null,null,null,null,null,0,null,null,null,null,0,null,null,null,null,null,0,null,null,null,null,0]
[null,12,null,null,null,null,null,null,null,null,null,null,null,null,null,null,null,null,null,null,null,null,null,null,null,null,null,null,null,null,null,null,null,null,null,null,null,null,null,null,"",null,null,null,null,null,null,null,null,null,null,null,null,null,null,null,null,null,null,null,null,null,null,0,null,null,null,null,0,null,null,null,null,null,0,null,null,null,null,0]
[null,13,null,null,null,null,null,null,null,null,null,null,null,null,null,null,null,null,null,null,null,null,null,null,null,null,null,null,null,null,null,null,null,null,null,null,null,null,null,null,"",null,null,null,null,null,null,null,null,null,null,null,null,null,null,null,null,null,null,null,null,null,null,0,null,null,null,null,0,null,null,null,null,null,0,null,null,null,null,0]
[null,14,null,null,null,null,null,null,null,null,null,null,null,null,null,null,null,null,null,null,null,null,null,null,null,null,null,null,null,null,null,null,null,null,null,null,null,null,null,null,"",null,null,null,null,null,null,null,null,null,null,null,null,null,null,null,null,null,null,null,null,null,null,0,null,null,null,null,0,null,null,null,null,null,0,null,null,null,null,0]
[null,15,null,null,null,null,null,null,null,null,null,null,null,null,null,null,null,null,null,null,null,null,null,null,null,null,null,null,null,null,null,null,null,null,null,null,null,null,null,null,"",null,null,null,null,null,null,null,null,null,null,null,null,null,null,null,null,null,null,null,null,null,null,0,null,null,null,null,0,null,null,null,null,null,0,null,null,null,null,0]
[null,16,null,null,null,null,null,null,null,null,null,null,null,null,null,null,null,null,null,null,null,null,null,null,null,null,null,null,null,null,null,null,null,null,null,null,null,null,null,null,"",null,null,null,null,null,null,null,null,null,null,null,null,null,null,null,null,null,null,null,null,null,null,0,null,null,null,null,0,null,null,null,null,null,0,null,null,null,null,0]
[null,17,null,null,null,null,null,null,null,null,null,null,null,null,null,null,null,null,null,null,null,null,null,null,null,null,null,null,null,null,null,null,null,null,null,null,null,null,null,null,"",null,null,null,null,null,null,null,null,null,null,null,null,null,null,null,null,null,null,null,null,null,null,0,null,null,null,null,0,null,null,null,null,null,0,null,null,null,null,0]
[null,18,null,null,null,null,null,null,null,null,null,null,null,null,null,null,null,null,null,null,null,null,null,null,null,null,null,null,null,null,null,null,null,null,null,null,null,null,null,null,"",null,null,null,null,null,null,null,null,null,null,null,null,null,null,null,null,null,null,null,null,null,null,0,null,null,null,null,0,null,null,null,null,null,0,null,null,null,null,0]
[null,19,null,null,null,null,null,null,null,null,null,null,null,null,null,null,null,null,null,null,null,null,null,null,null,null,null,null,null,null,null,null,null,null,null,null,null,null,null,null,"",null,null,null,null,null,null,null,null,null,null,null,null,null,null,null,null,null,null,null,null,null,null,0,null,null,null,null,0,null,null,null,null,null,0,null,null,null,null,0]
[null,20,null,null,null,null,null,null,null,null,null,null,null,null,null,null,null,null,null,null,null,null,null,null,null,null,null,null,null,null,null,null,null,null,null,null,null,null,null,null,"",null,null,null,null,null,null,null,null,null,null,null,null,null,null,null,null,null,null,null,null,null,null,0,null,null,null,null,0,null,null,null,null,null,0,null,null,null,null,0]

{"sheet":"10","index":11,"n_rows":58,"n_cols":80,"rows_kept":58,"cut":false,"hidden":false,"merged":[[4,49,5,63],[4,64,4,73],[4,74,4,83],[5,29,5,38],[5,39,5,48],[5,64,5,73],[5,74,5,83],[1,1,1,10],[1,11,1,44],[1,45,1,65],[1,66,1,75],[1,76,1,83],[3,1,5,12],[3,14,3,83],[4,14,5,28],[4,29,4,38],[4,39,4,48],[7,1,7,61],[7,63,7,72],[7,74,7,83],[8,1,8,33],[8,34,8,39],[8,40,8,45],[8,46,8,51],[8,52,8,61],[8,63,8,67],[8,68,8,72],[8,74,8,78],[8,79,8,83],[9,1,9,33],[9,34,9,39],[9,40,9,45],[9,46,9,51],[9,52,9,61],[9,63,9,67],[9,68,9,72],[9,74,9,78],[9,79,9,83],[14,47,14,51],[14,52,14,61],[11,1,11,61],[11,63,11,72],[11,74,11,83],[12,1,13,2],[12,3,13,23],[12,24,13,28],[12,29,13,32],[12,33,12,61],[12,63,12,67],[12,68,12,72],[12,74,12,78],[12,79,12,83],[13,33,13,38],[13,39,13,42],[13,43,13,46],[13,47,13,51],[13,52,13,61],[13,63,13,67],[13,68,13,72],[13,74,13,78],[13,79,13,83],[15,39,15,42],[15,43,15,46],[15,47,15,51],[14,63,14,67],[14,68,14,72],[14,74,14,78],[14,79,14,83],[15,1,15,2],[15,3,15,23],[15,24,15,28],[15,29,15,32],[15,33,15,38],[15,74,15,78],[15,79,15,83],[15,52,15,61],[15,63,15,67],[15,68,15,72],[14,1,14,2],[14,3,14,23],[14,24,14,28],[14,29,14,32],[14,33,14,38],[14,39,14,42],[14,43,14,46],[16,79,16,83],[17,1,17,2],[17,3,17,23],[17,24,17,28],[17,29,17,32],[17,33,17,38],[17,74,17,78],[17,79,17,83],[17,52,17,61],[17,63,17,67],[17,68,17,72],[16,1,16,2],[16,3,16,23],[16,24,16,28],[16,29,16,32],[16,33,16,38],[16,39,16,42],[16,43,16,46],[16,47,16,51],[18,43,18,46],[18,47,18,51],[17,39,17,42],[17,43,17,46],[17,47,17,51],[16,52,16,61],[16,63,16,67],[16,68,16,72],[16,74,16,78],[19,39,19,42],[19,43,19,46],[19,47,19,51],[18,52,18,61],[18,63,18,67],[18,68,18,72],[18,74,18,78],[18,79,18,83],[19,1,19,2],[19,3,19,23],[19,24,19,28],[19,29,19,32],[19,33,19,38],[19,74,19,78],[19,79,19,83],[19,52,19,61],[19,63,19,67],[19,68,19,72],[18,1,18,2],[18,3,18,23],[18,24,18,28],[18,29,18,32],[18,33,18,38],[18,39,18,42],[20,79,20,83],[21,1,21,2],[21,3,21,23],[21,24,21,28],[21,29,21,32],[21,33,21,38],[21,74,21,78],[21,79,21,83],[21,52,21,61],[21,63,21,67],[21,68,21,72],[20,1,20,2],[20,3,20,23],[20,24,20,28],[20,29,20,32],[20,33,20,38],[20,39,20,42],[20,43,20,46],[20,47,20,51],[22,43,22,46],[22,47,22,51],[21,39,21,42],[21,43,21,46],[21,47,21,51],[20,52,20,61],[20,63,20,67],[20,68,20,72],[20,74,20,78],[23,39,23,42],[23,43,23,46],[23,47,23,51],[22,52,22,61],[22,63,22,67],[22,68,22,72],[22,74,22,78],[22,79,22,83],[23,1,23,2],[23,3,23,23],[23,24,23,28],[23,29,23,32],[23,33,23,38],[23,74,23,78],[23,79,23,83],[23,52,23,61],[23,63,23,67],[23,68,23,72],[22,1,22,2],[22,3,22,23],[22,24,22,28],[22,29,22,32],[22,33,22,38],[22,39,22,42],[24,79,24,83],[25,1,25,2],[25,3,25,23],[25,24,25,28],[25,29,25,32],[25,33,25,38],[25,74,25,78],[25,79,25,83],[25,52,25,61],[25,63,25,67],[25,68,25,72],[24,1,24,2],[24,3,24,23],[24,24,24,28],[24,29,24,32],[24,33,24,38],[24,39,24,42],[24,43,24,46],[24,47,24,51],[26,43,26,46],[26,47,26,51],[25,39,25,42],[25,43,25,46],[25,47,25,51],[24,52,24,61],[24,63,24,67],[24,68,24,72],[24,74,24,78],[27,39,27,42],[27,43,27,46],[27,47,27,51],[26,52,26,61],[26,63,26,67],[26,68,26,72],[26,74,26,78],[26,79,26,83],[27,1,27,2],[27,3,27,23],[27,24,27,28],[27,29,27,32],[27,33,27,38],[27,74,27,78],[27,79,27,83],[27,52,27,61],[27,63,27,67],[27,68,27,72],[26,1,26,2],[26,3,26,23],[26,24,26,28],[26,29,26,32],[26,33,26,38],[26,39,26,42],[28,79,28,83],[29,1,29,2],[29,3,29,23],[29,24,29,28],[29,29,29,32],[29,33,29,38],[29,74,29,78],[29,79,29,83],[29,52,29,61],[29,63,29,67],[29,68,29,72],[28,1,28,2],[28,3,28,23],[28,24,28,28],[28,29,28,32],[28,33,28,38],[28,39,28,42],[28,43,28,46],[28,47,28,51],[30,43,30,46],[30,47,30,51],[29,39,29,42],[29,43,29,46],[29,47,29,51],[28,52,28,61],[28,63,28,67],[28,68,28,72],[28,74,28,78],[31,39,31,42],[31,43,31,46],[31,47,31,51],[30,52,30,61],[30,63,30,67],[30,68,30,72],[30,74,30,78],[30,79,30,83],[31,1,31,2],[31,3,31,23],[31,24,31,28],[31,29,31,32],[31,33,31,38],[31,74,31,78],[31,79,31,83],[31,52,31,61],[31,63,31,67],[31,68,31,72],[30,1,30,2],[30,3,30,23],[30,24,30,28],[30,29,30,32],[30,33,30,38],[30,39,30,42],[32,52,32,61],[32,63,32,67],[32,68,32,72],[32,74,32,78],[32,79,32,83],[33,1,33,2],[33,3,33,23],[33,24,33,28],[33,29,33,32],[33,33,33,38],[33,74,33,78],[33,79,33,83],[32,1,32,2],[32,3,32,23],[32,24,32,28],[32,29,32,32],[32,33,32,38],[32,39,32,42],[32,43,32,46],[32,47,32,51],[33,39,33,42],[33,43,33,46],[33,47,33,51],[33,52,33,61],[33,63,33,67],[33,68,33,72],[36,63,36,67],[36,68,36,72],[36,74,36,78],[39,74,39,78],[39,79,39,83],[38,63,38,67],[38,68,38,72],[38,79,38,83],[39,68,39,72],[35,1,35,61],[35,63,35,72],[35,74,35,83],[36,1,37,2],[36,3,37,23],[36,24,37,28],[36,29,37,32],[36,33,36,61],[36,79,36,83],[37,33,37,39],[37,40,37,45],[37,46,37,51],[37,52,37,61],[37,63,37,67],[37,68,37,72],[37,74,37,78],[37,79,37,83],[38,1,38,2],[38,3,38,23],[38,24,38,28],[38,29,38,32],[38,33,38,39],[38,40,38,45],[38,46,38,51],[38,52,38,61],[38,74,38,78],[40,46,40,51],[40,52,40,61],[40,63,40,67],[40,68,40,72],[40,74,40,78],[40,79,40,83],[40,1,40,2],[40,3,40,23],[40,24,40,28],[40,29,40,32],[40,33,40,39],[40,40,40,45],[39,1,39,2],[39,3,39,23],[39,24,39,28],[39,29,39,32],[39,33,39,39],[39,40,39,45],[39,46,39,51],[39,52,39,61],[39,63,39,67],[41,46,41,51],[41,52,41,61],[41,63,41,67],[41,68,41,72],[41,74,41,78],[41,79,41,83],[41,1,41,2],[41,3,41,23],[41,24,41,28],[41,29,41,32],[41,33,41,39],[41,40,41,45],[42,46,42,51],[42,52,42,61],[42,63,42,67],[42,68,42,72],[42,74,42,78],[42,79,42,83],[42,1,42,2],[42,3,42,23],[42,24,42,28],[42,29,42,32],[42,33,42,39],[42,40,42,45],[43,46,43,51],[43,52,43,61],[43,63,43,67],[43,68,43,72],[43,74,43,78],[43,79,43,83],[43,1,43,2],[43,3,43,23],[43,24,43,28],[43,29,43,32],[43,33,43,39],[43,40,43,45],[44,46,44,51],[44,52,44,61],[44,63,44,67],[44,68,44,72],[44,74,44,78],[44,79,44,83],[44,1,44,2],[44,3,44,23],[44,24,44,28],[44,29,44,32],[44,33,44,39],[44,40,44,45],[45,46,45,51],[45,52,45,61],[45,63,45,67],[45,68,45,72],[45,74,45,78],[45,79,45,83],[45,1,45,2],[45,3,45,23],[45,24,45,28],[45,29,45,32],[45,33,45,39],[45,40,45,45],[46,46,46,51],[46,52,46,61],[46,63,46,67],[46,68,46,72],[46,74,46,78],[46,79,46,83],[46,1,46,2],[46,3,46,23],[46,24,46,28],[46,29,46,32],[46,33,46,39],[46,40,46,45],[47,46,47,51],[47,52,47,61],[47,63,47,67],[47,68,47,72],[47,74,47,78],[47,79,47,83],[47,1,47,2],[47,3,47,23],[47,24,47,28],[47,29,47,32],[47,33,47,39],[47,40,47,45],[48,46,48,51],[48,52,48,61],[48,63,48,67],[48,68,48,72],[48,74,48,78],[48,79,48,83],[48,1,48,2],[48,3,48,23],[48,24,48,28],[48,29,48,32],[48,33,48,39],[48,40,48,45],[49,46,49,51],[49,52,49,61],[49,63,49,67],[49,68,49,72],[49,74,49,78],[49,79,49,83],[49,1,49,2],[49,3,49,23],[49,24,49,28],[49,29,49,32],[49,33,49,39],[49,40,49,45],[50,46,50,51],[50,52,50,61],[50,63,50,67],[50,68,50,72],[50,74,50,78],[50,79,50,83],[50,1,50,2],[50,3,50,23],[50,24,50,28],[50,29,50,32],[50,33,50,39],[50,40,50,45],[51,46,51,51],[51,52,51,61],[51,63,51,67],[51,68,51,72],[51,74,51,78],[51,79,51,83],[51,1,51,2],[51,3,51,23],[51,24,51,28],[51,29,51,32],[51,33,51,39],[51,40,51,45],[52,46,52,51],[52,52,52,61],[52,63,52,67],[52,68,52,72],[52,74,52,78],[52,79,52,83],[52,1,52,2],[52,3,52,23],[52,24,52,28],[52,29,52,32],[52,33,52,39],[52,40,52,45],[53,46,53,51],[53,52,53,61],[53,63,53,67],[53,68,53,72],[53,74,53,78],[53,79,53,83],[53,1,53,2],[53,3,53,23],[53,24,53,28],[53,29,53,32],[53,33,53,39],[53,40,53,45],[54,46,54,51],[54,52,54,61],[54,63,54,67],[54,68,54,72],[54,74,54,78],[54,79,54,83],[54,1,54,2],[54,3,54,23],[54,24,54,28],[54,29,54,32],[54,33,54,39],[54,40,54,45],[55,46,55,51],[55,52,55,61],[55,63,55,67],[55,68,55,72],[55,74,55,78],[55,79,55,83],[55,1,55,2],[55,3,55,23],[55,24,55,28],[55,29,55,32],[55,33,55,39],[55,40,55,45],[56,46,56,51],[56,52,56,61],[56,63,56,67],[56,68,56,72],[56,74,56,78],[56,79,56,83],[56,1,56,2],[56,3,56,23],[56,24,56,28],[56,29,56,32],[56,33,56,39],[56,40,56,45],[57,46,57,51],[57,52,57,61],[57,63,57,67],[57,68,57,72],[57,74,57,78],[57,79,57,83],[57,1,57,2],[57,3,57,23],[57,24,57,28],[57,29,57,32],[57,33,57,39],[57,40,57,45]]}
[]
[null,null,null,null,null,null,null,null,null,null,null,"Calcul de la dépréciation de la résistance thermique effective ",null,null,null,null,null,null,null,null,null,null,null,null,null,null,null,null,null,null,null,null,null,null,null,null,null,null,null,null,null,null,null,null,null,"Ensemble opaque hors sol",null,null,null,null,null,null,null,null,null,null,null,null,null,null,null,null,null,null,null,null,10,null,null,null,null,null,null,null,null,null,{"$f":"Version","v":"Version R01"}]
[]
[null,"Résultats →",null,null,null,null,null,null,null,null,null,null,null,null,"Flux thermique total et Résistance thermique effective dépréciée des bâtiments"]
[null,null,null,null,null,null,null,null,null,null,null,null,null,null,"Bâtiment\nPROPOSÉ",null,null,null,null,null,null,null,null,null,null,null,null,null,null," Σ Flux (W / K)",null,null,null,null,null,null,null,null,null,{"$f":"IFERROR(BL10+BQ13+BQ37,0)","v":0},null,null,null,null,null,null,null,null,null,"Bâtiment\nRÉFÉRENCE",null,null,null,null,null,null,null,null,null,null,null,null,null,null," Σ Flux (W / K)",null,null,null,null,null,null,null,null,null,{"$f":"IFERROR(BW10+CB13+CB37,0)","v":0}]
[null,null,null,null,null,null,null,null,null,null,null,null,null,null,null,null,null,null,null,null,null,null,null,null,null,null,null,null,null,"RSIED (m² · K / W)",null,null,null,null,null,null,null,null,null,{"$f":"IFERROR($AO$10/AN5,0)","v":0},null,null,null,null,null,null,null,null,null,null,null,null,null,null,null,null,null,null,null,null,null,null,null,null,"RSIED (m² · K / W)",null,null,null,null,null,null,null,null,null,{"$f":"IFERROR($AO$10/BW5,0)","v":0}]
[]
[null,"1 - Ensemble opaque hors sol",null,null,null,null,null,null,null,null,null,null,null,null,null,null,null,null,null,null,null,null,null,null,null,null,null,null,null,null,null,null,null,null,null,null,null,null,null,null,null,null,null,null,null,null,null,null,null,null,null,null,null,null,null,null,null,null,null,null,null,null,null,"Bâtiment PROPOSÉ",null,null,null,null,null,null,null,null,null,null,"Bâtiment RÉFÉRENCE"]
[null,"Nom de l'ensemble opaque hors sol",null,null,null,null,null,null,null,null,null,null,null,null,null,null,null,null,null,null,null,null,null,null,null,null,null,null,null,null,null,null,null,null,"Type\nd'ensemble",null,null,null,null,null,"Aire\n(m2)",null,null,null,null,null,"RSIE\n(m² · K / W)",null,null,null,null,null,"Référence",null,null,null,null,null,null,null,null,null,null,"Flux thermique\n(W / K)",null,null,null,null,"Pourcentage\n(%)",null,null,null,null,null,"Flux thermique\n(W / K)",null,null,null,null,"Pourcentage\n(%)"]
[null,{"$f":"INDEX(Vecteur_Nom_Ensemble_Opaque,BO2)","v":0},null,null,null,null,null,null,null,null,null,null,null,null,null,null,null,null,null,null,null,null,null,null,null,null,null,null,null,null,null,null,null,null,{"$f":"INDEX(Vecteur_Type_Ensemble,BO2)","v":0},null,null,null,null,null,{"$f":"INDEX(Vecteur_Aire_Ensemble,BO2)","v":0},null,null,null,null,null,{"$f":"INDEX(Vecteur_Résistance_Thermique_Effective_Proposé,BO2)","v":0},null,null,null,null,null,null,null,null,null,null,null,null,null,null,null,null,{"$f":"IFERROR(AO10/AU10,0)","v":0},null,null,null,null,{"$f":"IFERROR(BL10/$AN$5,0)","v":0},null,null,null,null,null,{"$f":"IFERROR(AO10/INDEX(Vecteur_Résistance_Thermique_Effective_Référence,BO2),0)","v":0},null,null,null,null,{"$f":"IFERROR(BW10/$BW$5,0)","v":0}]
[]
[null,"2 - Jonctions linéaires",null,null,null,null,null,null,null,null,null,null,null,null,null,null,null,null,null,null,null,null,null,null,null,null,null,null,null,null,null,null,null,null,null,null,null,null,null,null,null,null,null,null,null,null,null,null,null,null,null,null,null,null,null,null,null,null,null,null,null,null,null,"Bâtiment PROPOSÉ",null,null,null,null,null,null,null,null,null,null,"Bâtiment RÉFÉRENCE"]
[null,"Item",null,"Nom de la jonction linéraire",null,null,null,null,null,null,null,null,null,null,null,null,null,null,null,null,null,null,null,null,"Type de\njonction",null,null,null,null,"Longueur\n(m)",null,null,null,"Coefficient Ψ\n(W / m · K)",null,null,null,null,null,null,null,null,null,null,null,null,null,null,null,null,null,null,null,null,null,null,null,null,null,null,null,null,null," Σ Flux (W / K)",null,null,null,null,{"$f":"SUM(BL15:BL34)","v":0},null,null,null,null,null," Σ Flux (W / K)",null,null,null,null,{"$f":"SUM(BW15:BW34)","v":0}]
[null,null,null,null,null,null,null,null,null,null,null,null,null,null,null,null,null,null,null,null,null,null,null,null,null,null,null,null,null,null,null,null,null,"Conformité aux\nexigences prescriptives",null,null,null,null,null," Ψ\ngénérique",null,null,null," Ψ\nspécifique",null,null,null,"Pourcentage\nappliqué (%)",null,null,null,null,"Référence",null,null,null,null,null,null,null,null,null,null,"Flux thermique\n(W / K)",null,null,null,null,"Pourcentage\n(%)",null,null,null,null,null,"Flux thermique\n(W / K)",null,null,null,null,"Pourcentage\n(%)"]
[null,1,null,null,null,null,null,null,null,null,null,null,null,null,null,null,null,null,null,null,null,null,null,null,null,null,null,null,null,null,null,null,null,null,null,null,null,null,null,{"$f":"IF(AND(Y15<>\"\",AH15=\"Oui\"),VLOOKUP(Y15,Tableau_Coefficients_Linéaires,2,0),IF(AND(Y15<>\"\",AH15=\"Non\"),VLOOKUP(Y15,Tableau_Coefficients_Linéaires,3,0),\"\"))","v":""},null,null,null,null,null,null,null,null,null,null,null,null,null,null,null,null,null,null,null,null,null,null,null,{"$f":"IF(AND(Y15<>\"\",AD15<>\"\",AH15<>\"\"),IF(AND(AN15<>\"\",AV15<>\"\"),AD15*AN15*AV15/100,IF(AND(AR15<>\"\",AV15<>\"\"),AD15*AR15*AV15/100,\"\")),0)","v":0},null,null,null,null,{"$f":"IFERROR(BL15/$AN$5,0)","v":0},null,null,null,null,null,{"$f":"IF(AND(Y15<>\"\",AD15<>\"\"),AD15*VLOOKUP(Y15,Tableau_Coefficients_Linéaires,2,0)*AV15/100,0)","v":0},null,null,null,null,{"$f":"IFERROR(BW15/$BW$5,0)","v":0}]
[null,2,null,null,null,null,null,null,null,null,null,null,null,null,null,null,null,null,null,null,null,null,null,null,null,null,null,null,null,null,null,null,null,null,null,null,null,null,null,"",null,null,null,null,null,null,null,null,null,null,null,null,null,null,null,null,null,null,null,null,null,null,null,0,null,null,null,null,0,null,null,null,null,null,0,null,null,null,null,0]
[null,3,null,null,null,null,null,null,null,null,null,null,null,null,null,null,null,null,null,null,null,null,null,null,null,null,null,null,null,null,null,null,null,null,null,null,null,null,null,"",null,null,null,null,null,null,null,null,null,null,null,null,null,null,null,null,null,null,null,null,null,null,null,0,null,null,null,null,0,null,null,null,null,null,0,null,null,null,null,0]
[null,4,null,null,null,null,null,null,null,null,null,null,null,null,null,null,null,null,null,null,null,null,null,null,null,null,null,null,null,null,null,null,null,null,null,null,null,null,null,"",null,null,null,null,null,null,null,null,null,null,null,null,null,null,null,null,null,null,null,null,null,null,null,0,null,null,null,null,0,null,null,null,null,null,0,null,null,null,null,0]
[null,5,null,null,null,null,null,null,null,null,null,null,null,null,null,null,null,null,null,null,null,null,null,null,null,null,null,null,null,null,null,null,null,null,null,null,null,null,null,"",null,null,null,null,null,null,null,null,null,null,null,null,null,null,null,null,null,null,null,null,null,null,null,0,null,null,null,null,0,null,null,null,null,null,0,null,null,null,null,0]
[null,6,null,null,null,null,null,null,null,null,null,null,null,null,null,null,null,null,null,null,null,null,null,null,null,null,null,null,null,null,null,null,null,null,null,null,null,null,null,"",null,null,null,null,null,null,null,null,null,null,null,null,null,null,null,null,null,null,null,null,null,null,null,0,null,null,null,null,0,null,null,null,null,null,0,null,null,null,null,0]
[null,7,null,null,null,null,null,null,null,null,null,null,null,null,null,null,null,null,null,null,null,null,null,null,null,null,null,null,null,null,null,null,null,null,null,null,null,null,null,"",null,null,null,null,null,null,null,null,null,null,null,null,null,null,null,null,null,null,null,null,null,null,null,0,null,null,null,null,0,null,null,null,null,null,0,null,null,null,null,0]
[null,8,null,null,null,null,null,null,null,null,null,null,null,null,null,null,null,null,null,null,null,null,null,null,null,null,null,null,null,null,null,null,null,null,null,null,null,null,null,"",null,null,null,null,null,null,null,null,null,null,null,null,null,null,null,null,null,null,null,null,null,null,null,0,null,null,null,null,0,null,null,null,null,null,0,null,null,null,null,0]
[null,9,null,null,null,null,null,null,null,null,null,null,null,null,null,null,null,null,null,null,null,null,null,null,null,null,null,null,null,null,null,null,null,null,null,null,null,null,null,"",null,null,null,null,null,null,null,null,null,null,null,null,null,null,null,null,null,null,null,null,null,null,null,0,null,null,null,null,0,null,null,null,null,null,0,null,null,null,null,0]
[null,10,null,null,null,null,null,null,null,null,null,null,null,null,null,null,null,null,null,null,null,null,null,null,null,null,null,null,null,null,null,null,null,null,null,null,null,null,null,"",null,null,null,null,null,null,null,null,null,null,null,null,null,null,null,null,null,null,null,null,null,null,null,0,null,null,null,null,0,null,null,null,null,null,0,null,null,null,null,0]
[null,11,null,null,null,null,null,null,null,null,null,null,null,null,null,null,null,null,null,null,null,null,null,null,null,null,null,null,null,null,null,null,null,null,null,null,null,null,null,"",null,null,null,null,null,null,null,null,null,null,null,null,null,null,null,null,null,null,null,null,null,null,null,0,null,null,null,null,0,null,null,null,null,null,0,null,null,null,null,0]
[null,12,null,null,null,null,null,null,null,null,null,null,null,null,null,null,null,null,null,null,null,null,null,null,null,null,null,null,null,null,null,null,null,null,null,null,null,null,null,"",null,null,null,null,null,null,null,null,null,null,null,null,null,null,null,null,null,null,null,null,null,null,null,0,null,null,null,null,0,null,null,null,null,null,0,null,null,null,null,0]
[null,13,null,null,null,null,null,null,null,null,null,null,null,null,null,null,null,null,null,null,null,null,null,null,null,null,null,null,null,null,null,null,null,null,null,null,null,null,null,"",null,null,null,null,null,null,null,null,null,null,null,null,null,null,null,null,null,null,null,null,null,null,null,0,null,null,null,null,0,null,null,null,null,null,0,null,null,null,null,0]
[null,14,null,null,null,null,null,null,null,null,null,null,null,null,null,null,null,null,null,null,null,null,null,null,null,null,null,null,null,null,null,null,null,null,null,null,null,null,null,"",null,null,null,null,null,null,null,null,null,null,null,null,null,null,null,null,null,null,null,null,null,null,null,0,null,null,null,null,0,null,null,null,null,null,0,null,null,null,null,0]
[null,15,null,null,null,null,null,null,null,null,null,null,null,null,null,null,null,null,null,null,null,null,null,null,null,null,null,null,null,null,null,null,null,null,null,null,null,null,null,"",null,null,null,null,null,null,null,null,null,null,null,null,null,null,null,null,null,null,null,null,null,null,null,0,null,null,null,null,0,null,null,null,null,null,0,null,null,null,null,0]
[null,16,null,null,null,null,null,null,null,null,null,null,null,null,null,null,null,null,null,null,null,null,null,null,null,null,null,null,null,null,null,null,null,null,null,null,null,null,null,"",null,null,null,null,null,null,null,null,null,null,null,null,null,null,null,null,null,null,null,null,null,null,null,0,null,null,null,null,0,null,null,null,null,null,0,null,null,null,null,0]
[null,17,null,null,null,null,null,null,null,null,null,null,null,null,null,null,null,null,null,null,null,null,null,null,null,null,null,null,null,null,null,null,null,null,null,null,null,null,null,"",null,null,null,null,null,null,null,null,null,null,null,null,null,null,null,null,null,null,null,null,null,null,null,0,null,null,null,null,0,null,null,null,null,null,0,null,null,null,null,0]
[null,18,null,null,null,null,null,null,null,null,null,null,null,null,null,null,null,null,null,null,null,null,null,null,null,null,null,null,null,null,null,null,null,null,null,null,null,null,null,"",null,null,null,null,null,null,null,null,null,null,null,null,null,null,null,null,null,null,null,null,null,null,null,0,null,null,null,null,0,null,null,null,null,null,0,null,null,null,null,0]
[null,19,null,null,null,null,null,null,null,null,null,null,null,null,null,null,null,null,null,null,null,null,null,null,null,null,null,null,null,null,null,null,null,null,null,null,null,null,null,"",null,null,null,null,null,null,null,null,null,null,null,null,null,null,null,null,null,null,null,null,null,null,null,0,null,null,null,null,0,null,null,null,null,null,0,null,null,null,null,0]
[null,20,null,null,null,null,null,null,null,null,null,null,null,null,null,null,null,null,null,null,null,null,null,null,null,null,null,null,null,null,null,null,null,null,null,null,null,null,null,"",null,null,null,null,null,null,null,null,null,null,null,null,null,null,null,null,null,null,null,null,null,null,null,0,null,null,null,null,0,null,null,null,null,null,0,null,null,null,null,0]
[]
[null,"3 - Pénétrations ponctuelles",null,null,null,null,null,null,null,null,null,null,null,null,null,null,null,null,null,null,null,null,null,null,null,null,null,null,null,null,null,null,null,null,null,null,null,null,null,null,null,null,null,null,null,null,null,null,null,null,null,null,null,null,null,null,null,null,null,null,null,null,null,"Bâtiment PROPOSÉ",null,null,null,null,null,null,null,null,null,null,"Bâtiment RÉFÉRENCE"]
[null,"Item",null,"Nom de la pénétration ponctuelle",null,null,null,null,null,null,null,null,null,null,null,null,null,null,null,null,null,null,null,null,"Type de\npénétration",null,null,null,null,"Quantité",null,null,null,"Coefficient Ӽ\n(W / m · K)",null,null,null,null,null,null,null,null,null,null,null,null,null,null,null,null,null,null,null,null,null,null,null,null,null,null,null,null,null," Σ Flux (W / K)",null,null,null,null,{"$f":"SUM(BL39:BL58)","v":0},null,null,null,null,null," Σ Flux (W / K)",null,null,null,null,{"$f":"SUM(BW39:BW58)","v":0}]
[null,null,null,null,null,null,null,null,null,null,null,null,null,null,null,null,null,null,null,null,null,null,null,null,null,null,null,null,null,null,null,null,null,"Conformité aux\nexigences prescriptives",null,null,null,null,null,null," Ӽ\ngénérique",null,null,null,null,null," Ӽ\nspécifique",null,null,null,null,null,"Référence",null,null,null,null,null,null,null,null,null,null,"Flux thermique\n(W / K)",null,null,null,null,"Pourcentage\n(%)",null,null,null,null,null,"Flux thermique\n(W / K)",null,null,null,null,"Pourcentage\n(%)"]
[null,1,null,null,null,null,null,null,null,null,null,null,null,null,null,null,null,null,null,null,null,null,null,null,null,null,null,null,null,null,null,null,null,null,null,null,null,null,null,null,{"$f":"IF(AND(Y39<>\"\",AH39=\"Oui\"),VLOOKUP(Y39,Tableau_Pénétration_Ponctuelle,2,0),IF(AND(Y39<>\"\",AH39=\"Non\"),VLOOKUP(Y39,Tableau_Pénétration_Ponctuelle,3,0),\"\"))","v":""},null,null,null,null,null,null,null,null,null,null,null,null,null,null,null,null,null,null,null,null,null,null,{"$f":"IF(AND(Y39<>\"\",AD39<>\"\",AH39<>\"\"),IF(AO39<>\"\",AD39*AO39,IF(AU39<>\"\",AD39*AU39,\"\")),0)","v":0},null,null,null,null,{"$f":"IFERROR(BL39/$AN$5,0)","v":0},null,null,null,null,null,{"$f":"IF(AND(Y39<>\"\",AD39<>\"\"),AD39*VLOOKUP(Y39,Tableau_Pénétration_Ponctuelle,2,0),0)","v":0},null,null,null,null,{"$f":"IFERROR(BW39/$BW$5,0)","v":0}]
[null,2,null,null,null,null,null,null,null,null,null,null,null,null,null,null,null,null,null,null,null,null,null,null,null,null,null,null,null,null,null,null,null,null,null,null,null,null,null,null,"",null,null,null,null,null,null,null,null,null,null,null,null,null,null,null,null,null,null,null,null,null,null,0,null,null,null,null,0,null,null,null,null,null,0,null,null,null,null,0]
[null,3,null,null,null,null,null,null,null,null,null,null,null,null,null,null,null,null,null,null,null,null,null,null,null,null,null,null,null,null,null,null,null,null,null,null,null,null,null,null,"",null,null,null,null,null,null,null,null,null,null,null,null,null,null,null,null,null,null,null,null,null,null,0,null,null,null,null,0,null,null,null,null,null,0,null,null,null,null,0]
[null,4,null,null,null,null,null,null,null,null,null,null,null,null,null,null,null,null,null,null,null,null,null,null,null,null,null,null,null,null,null,null,null,null,null,null,null,null,null,null,"",null,null,null,null,null,null,null,null,null,null,null,null,null,null,null,null,null,null,null,null,null,null,0,null,null,null,null,0,null,null,null,null,null,0,null,null,null,null,0]
[null,5,null,null,null,null,null,null,null,null,null,null,null,null,null,null,null,null,null,null,null,null,null,null,null,null,null,null,null,null,null,null,null,null,null,null,null,null,null,null,"",null,null,null,null,null,null,null,null,null,null,null,null,null,null,null,null,null,null,null,null,null,null,0,null,null,null,null,0,null,null,null,null,null,0,null,null,null,null,0]
[null,6,null,null,null,null,null,null,null,null,null,null,null,null,null,null,null,null,null,null,null,null,null,null,null,null,null,null,null,null,null,null,null,null,null,null,null,null,null,null,"",null,null,null,null,null,null,null,null,null,null,null,null,null,null,null,null,null,null,null,null,null,null,0,null,null,null,null,0,null,null,null,null,null,0,null,null,null,null,0]
[null,7,null,null,null,null,null,null,null,null,null,null,null,null,null,null,null,null,null,null,null,null,null,null,null,null,null,null,null,null,null,null,null,null,null,null,null,null,null,null,"",null,null,null,null,null,null,null,null,null,null,null,null,null,null,null,null,null,null,null,null,null,null,0,null,null,null,null,0,null,null,null,null,null,0,null,null,null,null,0]
[null,8,null,null,null,null,null,null,null,null,null,null,null,null,null,null,null,null,null,null,null,null,null,null,null,null,null,null,null,null,null,null,null,null,null,null,null,null,null,null,"",null,null,null,null,null,null,null,null,null,null,null,null,null,null,null,null,null,null,null,null,null,null,0,null,null,null,null,0,null,null,null,null,null,0,null,null,null,null,0]
[null,9,null,null,null,null,null,null,null,null,null,null,null,null,null,null,null,null,null,null,null,null,null,null,null,null,null,null,null,null,null,null,null,null,null,null,null,null,null,null,"",null,null,null,null,null,null,null,null,null,null,null,null,null,null,null,null,null,null,null,null,null,null,0,null,null,null,null,0,null,null,null,null,null,0,null,null,null,null,0]
[null,10,null,null,null,null,null,null,null,null,null,null,null,null,null,null,null,null,null,null,null,null,null,null,null,null,null,null,null,null,null,null,null,null,null,null,null,null,null,null,"",null,null,null,null,null,null,null,null,null,null,null,null,null,null,null,null,null,null,null,null,null,null,0,null,null,null,null,0,null,null,null,null,null,0,null,null,null,null,0]
[null,11,null,null,null,null,null,null,null,null,null,null,null,null,null,null,null,null,null,null,null,null,null,null,null,null,null,null,null,null,null,null,null,null,null,null,null,null,null,null,"",null,null,null,null,null,null,null,null,null,null,null,null,null,null,null,null,null,null,null,null,null,null,0,null,null,null,null,0,null,null,null,null,null,0,null,null,null,null,0]
[null,12,null,null,null,null,null,null,null,null,null,null,null,null,null,null,null,null,null,null,null,null,null,null,null,null,null,null,null,null,null,null,null,null,null,null,null,null,null,null,"",null,null,null,null,null,null,null,null,null,null,null,null,null,null,null,null,null,null,null,null,null,null,0,null,null,null,null,0,null,null,null,null,null,0,null,null,null,null,0]
[null,13,null,null,null,null,null,null,null,null,null,null,null,null,null,null,null,null,null,null,null,null,null,null,null,null,null,null,null,null,null,null,null,null,null,null,null,null,null,null,"",null,null,null,null,null,null,null,null,null,null,null,null,null,null,null,null,null,null,null,null,null,null,0,null,null,null,null,0,null,null,null,null,null,0,null,null,null,null,0]
[null,14,null,null,null,null,null,null,null,null,null,null,null,null,null,null,null,null,null,null,null,null,null,null,null,null,null,null,null,null,null,null,null,null,null,null,null,null,null,null,"",null,null,null,null,null,null,null,null,null,null,null,null,null,null,null,null,null,null,null,null,null,null,0,null,null,null,null,0,null,null,null,null,null,0,null,null,null,null,0]
[null,15,null,null,null,null,null,null,null,null,null,null,null,null,null,null,null,null,null,null,null,null,null,null,null,null,null,null,null,null,null,null,null,null,null,null,null,null,null,null,"",null,null,null,null,null,null,null,null,null,null,null,null,null,null,null,null,null,null,null,null,null,null,0,null,null,null,null,0,null,null,null,null,null,0,null,null,null,null,0]
[null,16,null,null,null,null,null,null,null,null,null,null,null,null,null,null,null,null,null,null,null,null,null,null,null,null,null,null,null,null,null,null,null,null,null,null,null,null,null,null,"",null,null,null,null,null,null,null,null,null,null,null,null,null,null,null,null,null,null,null,null,null,null,0,null,null,null,null,0,null,null,null,null,null,0,null,null,null,null,0]
[null,17,null,null,null,null,null,null,null,null,null,null,null,null,null,null,null,null,null,null,null,null,null,null,null,null,null,null,null,null,null,null,null,null,null,null,null,null,null,null,"",null,null,null,null,null,null,null,null,null,null,null,null,null,null,null,null,null,null,null,null,null,null,0,null,null,null,null,0,null,null,null,null,null,0,null,null,null,null,0]
[null,18,null,null,null,null,null,null,null,null,null,null,null,null,null,null,null,null,null,null,null,null,null,null,null,null,null,null,null,null,null,null,null,null,null,null,null,null,null,null,"",null,null,null,null,null,null,null,null,null,null,null,null,null,null,null,null,null,null,null,null,null,null,0,null,null,null,null,0,null,null,null,null,null,0,null,null,null,null,0]
[null,19,null,null,null,null,null,null,null,null,null,null,null,null,null,null,null,null,null,null,null,null,null,null,null,null,null,null,null,null,null,null,null,null,null,null,null,null,null,null,"",null,null,null,null,null,null,null,null,null,null,null,null,null,null,null,null,null,null,null,null,null,null,0,null,null,null,null,0,null,null,null,null,null,0,null,null,null,null,0]
[null,20,null,null,null,null,null,null,null,null,null,null,null,null,null,null,null,null,null,null,null,null,null,null,null,null,null,null,null,null,null,null,null,null,null,null,null,null,null,null,"",null,null,null,null,null,null,null,null,null,null,null,null,null,null,null,null,null,null,null,null,null,null,0,null,null,null,null,0,null,null,null,null,null,0,null,null,null,null,0]

{"sheet":"11","index":12,"n_rows":58,"n_cols":80,"rows_kept":58,"cut":false,"hidden":false,"merged":[[4,49,5,63],[4,64,4,73],[4,74,4,83],[5,29,5,38],[5,39,5,48],[5,64,5,73],[5,74,5,83],[1,1,1,10],[1,11,1,44],[1,45,1,65],[1,66,1,75],[1,76,1,83],[3,1,5,12],[3,14,3,83],[4,14,5,28],[4,29,4,38],[4,39,4,48],[7,1,7,61],[7,63,7,72],[7,74,7,83],[8,1,8,33],[8,34,8,39],[8,40,8,45],[8,46,8,51],[8,52,8,61],[8,63,8,67],[8,68,8,72],[8,74,8,78],[8,79,8,83],[9,1,9,33],[9,34,9,39],[9,40,9,45],[9,46,9,51],[9,52,9,61],[9,63,9,67],[9,68,9,72],[9,74,9,78],[9,79,9,83],[14,47,14,51],[14,52,14,61],[11,1,11,61],[11,63,11,72],[11,74,11,83],[12,1,13,2],[12,3,13,23],[12,24,13,28],[12,29,13,32],[12,33,12,61],[12,63,12,67],[12,68,12,72],[12,74,12,78],[12,79,12,83],[13,33,13,38],[13,39,13,42],[13,43,13,46],[13,47,13,51],[13,52,13,61],[13,63,13,67],[13,68,13,72],[13,74,13,78],[13,79,13,83],[15,39,15,42],[15,43,15,46],[15,47,15,51],[14,63,14,67],[14,68,14,72],[14,74,14,78],[14,79,14,83],[15,1,15,2],[15,3,15,23],[15,24,15,28],[15,29,15,32],[15,33,15,38],[15,74,15,78],[15,79,15,83],[15,52,15,61],[15,63,15,67],[15,68,15,72],[14,1,14,2],[14,3,14,23],[14,24,14,28],[14,29,14,32],[14,33,14,38],[14,39,14,42],[14,43,14,46],[16,79,16,83],[17,1,17,2],[17,3,17,23],[17,24,17,28],[17,29,17,32],[17,33,17,38],[17,74,17,78],[17,79,17,83],[17,52,17,61],[17,63,17,67],[17,68,17,72],[16,1,16,2],[16,3,16,23],[16,24,16,28],[16,29,16,32],[16,33,16,38],[16,39,16,42],[16,43,16,46],[16,47,16,51],[18,43,18,46],[18,47,18,51],[17,39,17,42],[17,43,17,46],[17,47,17,51],[16,52,16,61],[16,63,16,67],[16,68,16,72],[16,74,16,78],[19,39,19,42],[19,43,19,46],[19,47,19,51],[18,52,18,61],[18,63,18,67],[18,68,18,72],[18,74,18,78],[18,79,18,83],[19,1,19,2],[19,3,19,23],[19,24,19,28],[19,29,19,32],[19,33,19,38],[19,74,19,78],[19,79,19,83],[19,52,19,61],[19,63,19,67],[19,68,19,72],[18,1,18,2],[18,3,18,23],[18,24,18,28],[18,29,18,32],[18,33,18,38],[18,39,18,42],[20,79,20,83],[21,1,21,2],[21,3,21,23],[21,24,21,28],[21,29,21,32],[21,33,21,38],[21,74,21,78],[21,79,21,83],[21,52,21,61],[21,63,21,67],[21,68,21,72],[20,1,20,2],[20,3,20,23],[20,24,20,28],[20,29,20,32],[20,33,20,38],[20,39,20,42],[20,43,20,46],[20,47,20,51],[22,43,22,46],[22,47,22,51],[21,39,21,42],[21,43,21,46],[21,47,21,51],[20,52,20,61],[20,63,20,67],[20,68,20,72],[20,74,20,78],[23,39,23,42],[23,43,23,46],[23,47,23,51],[22,52,22,61],[22,63,22,67],[22,68,22,72],[22,74,22,78],[22,79,22,83],[23,1,23,2],[23,3,23,23],[23,24,23,28],[23,29,23,32],[23,33,23,38],[23,74,23,78],[23,79,23,83],[23,52,23,61],[23,63,23,67],[23,68,23,72],[22,1,22,2],[22,3,22,23],[22,24,22,28],[22,29,22,32],[22,33,22,38],[22,39,22,42],[24,79,24,83],[25,1,25,2],[25,3,25,23],[25,24,25,28],[25,29,25,32],[25,33,25,38],[25,74,25,78],[25,79,25,83],[25,52,25,61],[25,63,25,67],[25,68,25,72],[24,1,24,2],[24,3,24,23],[24,24,24,28],[24,29,24,32],[24,33,24,38],[24,39,24,42],[24,43,24,46],[24,47,24,51],[26,43,26,46],[26,47,26,51],[25,39,25,42],[25,43,25,46],[25,47,25,51],[24,52,24,61],[24,63,24,67],[24,68,24,72],[24,74,24,78],[27,39,27,42],[27,43,27,46],[27,47,27,51],[26,52,26,61],[26,63,26,67],[26,68,26,72],[26,74,26,78],[26,79,26,83],[27,1,27,2],[27,3,27,23],[27,24,27,28],[27,29,27,32],[27,33,27,38],[27,74,27,78],[27,79,27,83],[27,52,27,61],[27,63,27,67],[27,68,27,72],[26,1,26,2],[26,3,26,23],[26,24,26,28],[26,29,26,32],[26,33,26,38],[26,39,26,42],[28,79,28,83],[29,1,29,2],[29,3,29,23],[29,24,29,28],[29,29,29,32],[29,33,29,38],[29,74,29,78],[29,79,29,83],[29,52,29,61],[29,63,29,67],[29,68,29,72],[28,1,28,2],[28,3,28,23],[28,24,28,28],[28,29,28,32],[28,33,28,38],[28,39,28,42],[28,43,28,46],[28,47,28,51],[30,43,30,46],[30,47,30,51],[29,39,29,42],[29,43,29,46],[29,47,29,51],[28,52,28,61],[28,63,28,67],[28,68,28,72],[28,74,28,78],[31,39,31,42],[31,43,31,46],[31,47,31,51],[30,52,30,61],[30,63,30,67],[30,68,30,72],[30,74,30,78],[30,79,30,83],[31,1,31,2],[31,3,31,23],[31,24,31,28],[31,29,31,32],[31,33,31,38],[31,74,31,78],[31,79,31,83],[31,52,31,61],[31,63,31,67],[31,68,31,72],[30,1,30,2],[30,3,30,23],[30,24,30,28],[30,29,30,32],[30,33,30,38],[30,39,30,42],[32,52,32,61],[32,63,32,67],[32,68,32,72],[32,74,32,78],[32,79,32,83],[33,1,33,2],[33,3,33,23],[33,24,33,28],[33,29,33,32],[33,33,33,38],[33,74,33,78],[33,79,33,83],[32,1,32,2],[32,3,32,23],[32,24,32,28],[32,29,32,32],[32,33,32,38],[32,39,32,42],[32,43,32,46],[32,47,32,51],[33,39,33,42],[33,43,33,46],[33,47,33,51],[33,52,33,61],[33,63,33,67],[33,68,33,72],[36,63,36,67],[36,68,36,72],[36,74,36,78],[39,74,39,78],[39,79,39,83],[38,63,38,67],[38,68,38,72],[38,79,38,83],[39,68,39,72],[35,1,35,61],[35,63,35,72],[35,74,35,83],[36,1,37,2],[36,3,37,23],[36,24,37,28],[36,29,37,32],[36,33,36,61],[36,79,36,83],[37,33,37,39],[37,40,37,45],[37,46,37,51],[37,52,37,61],[37,63,37,67],[37,68,37,72],[37,74,37,78],[37,79,37,83],[38,1,38,2],[38,3,38,23],[38,24,38,28],[38,29,38,32],[38,33,38,39],[38,40,38,45],[38,46,38,51],[38,52,38,61],[38,74,38,78],[40,46,40,51],[40,52,40,61],[40,63,40,67],[40,68,40,72],[40,74,40,78],[40,79,40,83],[40,1,40,2],[40,3,40,23],[40,24,40,28],[40,29,40,32],[40,33,40,39],[40,40,40,45],[39,1,39,2],[39,3,39,23],[39,24,39,28],[39,29,39,32],[39,33,39,39],[39,40,39,45],[39,46,39,51],[39,52,39,61],[39,63,39,67],[41,46,41,51],[41,52,41,61],[41,63,41,67],[41,68,41,72],[41,74,41,78],[41,79,41,83],[41,1,41,2],[41,3,41,23],[41,24,41,28],[41,29,41,32],[41,33,41,39],[41,40,41,45],[42,46,42,51],[42,52,42,61],[42,63,42,67],[42,68,42,72],[42,74,42,78],[42,79,42,83],[42,1,42,2],[42,3,42,23],[42,24,42,28],[42,29,42,32],[42,33,42,39],[42,40,42,45],[43,46,43,51],[43,52,43,61],[43,63,43,67],[43,68,43,72],[43,74,43,78],[43,79,43,83],[43,1,43,2],[43,3,43,23],[43,24,43,28],[43,29,43,32],[43,33,43,39],[43,40,43,45],[44,46,44,51],[44,52,44,61],[44,63,44,67],[44,68,44,72],[44,74,44,78],[44,79,44,83],[44,1,44,2],[44,3,44,23],[44,24,44,28],[44,29,44,32],[44,33,44,39],[44,40,44,45],[45,46,45,51],[45,52,45,61],[45,63,45,67],[45,68,45,72],[45,74,45,78],[45,79,45,83],[45,1,45,2],[45,3,45,23],[45,24,45,28],[45,29,45,32],[45,33,45,39],[45,40,45,45],[46,46,46,51],[46,52,46,61],[46,63,46,67],[46,68,46,72],[46,74,46,78],[46,79,46,83],[46,1,46,2],[46,3,46,23],[46,24,46,28],[46,29,46,32],[46,33,46,39],[46,40,46,45],[47,46,47,51],[47,52,47,61],[47,63,47,67],[47,68,47,72],[47,74,47,78],[47,79,47,83],[47,1,47,2],[47,3,47,23],[47,24,47,28],[47,29,47,32],[47,33,47,39],[47,40,47,45],[48,46,48,51],[48,52,48,61],[48,63,48,67],[48,68,48,72],[48,74,48,78],[48,79,48,83],[48,1,48,2],[48,3,48,23],[48,24,48,28],[48,29,48,32],[48,33,48,39],[48,40,48,45],[49,46,49,51],[49,52,49,61],[49,63,49,67],[49,68,49,72],[49,74,49,78],[49,79,49,83],[49,1,49,2],[49,3,49,23],[49,24,49,28],[49,29,49,32],[49,33,49,39],[49,40,49,45],[50,46,50,51],[50,52,50,61],[50,63,50,67],[50,68,50,72],[50,74,50,78],[50,79,50,83],[50,1,50,2],[50,3,50,23],[50,24,50,28],[50,29,50,32],[50,33,50,39],[50,40,50,45],[51,46,51,51],[51,52,51,61],[51,63,51,67],[51,68,51,72],[51,74,51,78],[51,79,51,83],[51,1,51,2],[51,3,51,23],[51,24,51,28],[51,29,51,32],[51,33,51,39],[51,40,51,45],[52,46,52,51],[52,52,52,61],[52,63,52,67],[52,68,52,72],[52,74,52,78],[52,79,52,83],[52,1,52,2],[52,3,52,23],[52,24,52,28],[52,29,52,32],[52,33,52,39],[52,40,52,45],[53,46,53,51],[53,52,53,61],[53,63,53,67],[53,68,53,72],[53,74,53,78],[53,79,53,83],[53,1,53,2],[53,3,53,23],[53,24,53,28],[53,29,53,32],[53,33,53,39],[53,40,53,45],[54,46,54,51],[54,52,54,61],[54,63,54,67],[54,68,54,72],[54,74,54,78],[54,79,54,83],[54,1,54,2],[54,3,54,23],[54,24,54,28],[54,29,54,32],[54,33,54,39],[54,40,54,45],[55,46,55,51],[55,52,55,61],[55,63,55,67],[55,68,55,72],[55,74,55,78],[55,79,55,83],[55,1,55,2],[55,3,55,23],[55,24,55,28],[55,29,55,32],[55,33,55,39],[55,40,55,45],[56,46,56,51],[56,52,56,61],[56,63,56,67],[56,68,56,72],[56,74,56,78],[56,79,56,83],[56,1,56,2],[56,3,56,23],[56,24,56,28],[56,29,56,32],[56,33,56,39],[56,40,56,45],[57,46,57,51],[57,52,57,61],[57,63,57,67],[57,68,57,72],[57,74,57,78],[57,79,57,83],[57,1,57,2],[57,3,57,23],[57,24,57,28],[57,29,57,32],[57,33,57,39],[57,40,57,45]]}
[]
[null,null,null,null,null,null,null,null,null,null,null,"Calcul de la dépréciation de la résistance thermique effective ",null,null,null,null,null,null,null,null,null,null,null,null,null,null,null,null,null,null,null,null,null,null,null,null,null,null,null,null,null,null,null,null,null,"Ensemble opaque hors sol",null,null,null,null,null,null,null,null,null,null,null,null,null,null,null,null,null,null,null,null,11,null,null,null,null,null,null,null,null,null,{"$f":"Version","v":"Version R01"}]
[]
[null,"Résultats →",null,null,null,null,null,null,null,null,null,null,null,null,"Flux thermique total et Résistance thermique effective dépréciée des bâtiments"]
[null,null,null,null,null,null,null,null,null,null,null,null,null,null,"Bâtiment\nPROPOSÉ",null,null,null,null,null,null,null,null,null,null,null,null,null,null," Σ Flux (W / K)",null,null,null,null,null,null,null,null,null,{"$f":"IFERROR(BL10+BQ13+BQ37,0)","v":0},null,null,null,null,null,null,null,null,null,"Bâtiment\nRÉFÉRENCE",null,null,null,null,null,null,null,null,null,null,null,null,null,null," Σ Flux (W / K)",null,null,null,null,null,null,null,null,null,{"$f":"IFERROR(BW10+CB13+CB37,0)","v":0}]
[null,null,null,null,null,null,null,null,null,null,null,null,null,null,null,null,null,null,null,null,null,null,null,null,null,null,null,null,null,"RSIED (m² · K / W)",null,null,null,null,null,null,null,null,null,{"$f":"IFERROR($AO$10/AN5,0)","v":0},null,null,null,null,null,null,null,null,null,null,null,null,null,null,null,null,null,null,null,null,null,null,null,null,"RSIED (m² · K / W)",null,null,null,null,null,null,null,null,null,{"$f":"IFERROR($AO$10/BW5,0)","v":0}]
[]
[null,"1 - Ensemble opaque hors sol",null,null,null,null,null,null,null,null,null,null,null,null,null,null,null,null,null,null,null,null,null,null,null,null,null,null,null,null,null,null,null,null,null,null,null,null,null,null,null,null,null,null,null,null,null,null,null,null,null,null,null,null,null,null,null,null,null,null,null,null,null,"Bâtiment PROPOSÉ",null,null,null,null,null,null,null,null,null,null,"Bâtiment RÉFÉRENCE"]
[null,"Nom de l'ensemble opaque hors sol",null,null,null,null,null,null,null,null,null,null,null,null,null,null,null,null,null,null,null,null,null,null,null,null,null,null,null,null,null,null,null,null,"Type\nd'ensemble",null,null,null,null,null,"Aire\n(m2)",null,null,null,null,null,"RSIE\n(m² · K / W)",null,null,null,null,null,"Référence",null,null,null,null,null,null,null,null,null,null,"Flux thermique\n(W / K)",null,null,null,null,"Pourcentage\n(%)",null,null,null,null,null,"Flux thermique\n(W / K)",null,null,null,null,"Pourcentage\n(%)"]
[null,{"$f":"INDEX(Vecteur_Nom_Ensemble_Opaque,BO2)","v":0},null,null,null,null,null,null,null,null,null,null,null,null,null,null,null,null,null,null,null,null,null,null,null,null,null,null,null,null,null,null,null,null,{"$f":"INDEX(Vecteur_Type_Ensemble,BO2)","v":0},null,null,null,null,null,{"$f":"INDEX(Vecteur_Aire_Ensemble,BO2)","v":0},null,null,null,null,null,{"$f":"INDEX(Vecteur_Résistance_Thermique_Effective_Proposé,BO2)","v":0},null,null,null,null,null,null,null,null,null,null,null,null,null,null,null,null,{"$f":"IFERROR(AO10/AU10,0)","v":0},null,null,null,null,{"$f":"IFERROR(BL10/$AN$5,0)","v":0},null,null,null,null,null,{"$f":"IFERROR(AO10/INDEX(Vecteur_Résistance_Thermique_Effective_Référence,BO2),0)","v":0},null,null,null,null,{"$f":"IFERROR(BW10/$BW$5,0)","v":0}]
[]
[null,"2 - Jonctions linéaires",null,null,null,null,null,null,null,null,null,null,null,null,null,null,null,null,null,null,null,null,null,null,null,null,null,null,null,null,null,null,null,null,null,null,null,null,null,null,null,null,null,null,null,null,null,null,null,null,null,null,null,null,null,null,null,null,null,null,null,null,null,"Bâtiment PROPOSÉ",null,null,null,null,null,null,null,null,null,null,"Bâtiment RÉFÉRENCE"]
[null,"Item",null,"Nom de la jonction linéraire",null,null,null,null,null,null,null,null,null,null,null,null,null,null,null,null,null,null,null,null,"Type de\njonction",null,null,null,null,"Longueur\n(m)",null,null,null,"Coefficient Ψ\n(W / m · K)",null,null,null,null,null,null,null,null,null,null,null,null,null,null,null,null,null,null,null,null,null,null,null,null,null,null,null,null,null," Σ Flux (W / K)",null,null,null,null,{"$f":"SUM(BL15:BL34)","v":0},null,null,null,null,null," Σ Flux (W / K)",null,null,null,null,{"$f":"SUM(BW15:BW34)","v":0}]
[null,null,null,null,null,null,null,null,null,null,null,null,null,null,null,null,null,null,null,null,null,null,null,null,null,null,null,null,null,null,null,null,null,"Conformité aux\nexigences prescriptives",null,null,null,null,null," Ψ\ngénérique",null,null,null," Ψ\nspécifique",null,null,null,"Pourcentage\nappliqué (%)",null,null,null,null,"Référence",null,null,null,null,null,null,null,null,null,null,"Flux thermique\n(W / K)",null,null,null,null,"Pourcentage\n(%)",null,null,null,null,null,"Flux thermique\n(W / K)",null,null,null,null,"Pourcentage\n(%)"]
[null,1,null,null,null,null,null,null,null,null,null,null,null,null,null,null,null,null,null,null,null,null,null,null,null,null,null,null,null,null,null,null,null,null,null,null,null,null,null,{"$f":"IF(AND(Y15<>\"\",AH15=\"Oui\"),VLOOKUP(Y15,Tableau_Coefficients_Linéaires,2,0),IF(AND(Y15<>\"\",AH15=\"Non\"),VLOOKUP(Y15,Tableau_Coefficients_Linéaires,3,0),\"\"))","v":""},null,null,null,null,null,null,null,null,null,null,null,null,null,null,null,null,null,null,null,null,null,null,null,{"$f":"IF(AND(Y15<>\"\",AD15<>\"\",AH15<>\"\"),IF(AND(AN15<>\"\",AV15<>\"\"),AD15*AN15*AV15/100,IF(AND(AR15<>\"\",AV15<>\"\"),AD15*AR15*AV15/100,\"\")),0)","v":0},null,null,null,null,{"$f":"IFERROR(BL15/$AN$5,0)","v":0},null,null,null,null,null,{"$f":"IF(AND(Y15<>\"\",AD15<>\"\"),AD15*VLOOKUP(Y15,Tableau_Coefficients_Linéaires,2,0)*AV15/100,0)","v":0},null,null,null,null,{"$f":"IFERROR(BW15/$BW$5,0)","v":0}]
[null,2,null,null,null,null,null,null,null,null,null,null,null,null,null,null,null,null,null,null,null,null,null,null,null,null,null,null,null,null,null,null,null,null,null,null,null,null,null,"",null,null,null,null,null,null,null,null,null,null,null,null,null,null,null,null,null,null,null,null,null,null,null,0,null,null,null,null,0,null,null,null,null,null,0,null,null,null,null,0]
[null,3,null,null,null,null,null,null,null,null,null,null,null,null,null,null,null,null,null,null,null,null,null,null,null,null,null,null,null,null,null,null,null,null,null,null,null,null,null,"",null,null,null,null,null,null,null,null,null,null,null,null,null,null,null,null,null,null,null,null,null,null,null,0,null,null,null,null,0,null,null,null,null,null,0,null,null,null,null,0]
[null,4,null,null,null,null,null,null,null,null,null,null,null,null,null,null,null,null,null,null,null,null,null,null,null,null,null,null,null,null,null,null,null,null,null,null,null,null,null,"",null,null,null,null,null,null,null,null,null,null,null,null,null,null,null,null,null,null,null,null,null,null,null,0,null,null,null,null,0,null,null,null,null,null,0,null,null,null,null,0]
[null,5,null,null,null,null,null,null,null,null,null,null,null,null,null,null,null,null,null,null,null,null,null,null,null,null,null,null,null,null,null,null,null,null,null,null,null,null,null,"",null,null,null,null,null,null,null,null,null,null,null,null,null,null,null,null,null,null,null,null,null,null,null,0,null,null,null,null,0,null,null,null,null,null,0,null,null,null,null,0]
[null,6,null,null,null,null,null,null,null,null,null,null,null,null,null,null,null,null,null,null,null,null,null,null,null,null,null,null,null,null,null,null,null,null,null,null,null,null,null,"",null,null,null,null,null,null,null,null,null,null,null,null,null,null,null,null,null,null,null,null,null,null,null,0,null,null,null,null,0,null,null,null,null,null,0,null,null,null,null,0]
[null,7,null,null,null,null,null,null,null,null,null,null,null,null,null,null,null,null,null,null,null,null,null,null,null,null,null,null,null,null,null,null,null,null,null,null,null,null,null,"",null,null,null,null,null,null,null,null,null,null,null,null,null,null,null,null,null,null,null,null,null,null,null,0,null,null,null,null,0,null,null,null,null,null,0,null,null,null,null,0]
[null,8,null,null,null,null,null,null,null,null,null,null,null,null,null,null,null,null,null,null,null,null,null,null,null,null,null,null,null,null,null,null,null,null,null,null,null,null,null,"",null,null,null,null,null,null,null,null,null,null,null,null,null,null,null,null,null,null,null,null,null,null,null,0,null,null,null,null,0,null,null,null,null,null,0,null,null,null,null,0]
[null,9,null,null,null,null,null,null,null,null,null,null,null,null,null,null,null,null,null,null,null,null,null,null,null,null,null,null,null,null,null,null,null,null,null,null,null,null,null,"",null,null,null,null,null,null,null,null,null,null,null,null,null,null,null,null,null,null,null,null,null,null,null,0,null,null,null,null,0,null,null,null,null,null,0,null,null,null,null,0]
[null,10,null,null,null,null,null,null,null,null,null,null,null,null,null,null,null,null,null,null,null,null,null,null,null,null,null,null,null,null,null,null,null,null,null,null,null,null,null,"",null,null,null,null,null,null,null,null,null,null,null,null,null,null,null,null,null,null,null,null,null,null,null,0,null,null,null,null,0,null,null,null,null,null,0,null,null,null,null,0]
[null,11,null,null,null,null,null,null,null,null,null,null,null,null,null,null,null,null,null,null,null,null,null,null,null,null,null,null,null,null,null,null,null,null,null,null,null,null,null,"",null,null,null,null,null,null,null,null,null,null,null,null,null,null,null,null,null,null,null,null,null,null,null,0,null,null,null,null,0,null,null,null,null,null,0,null,null,null,null,0]
[null,12,null,null,null,null,null,null,null,null,null,null,null,null,null,null,null,null,null,null,null,null,null,null,null,null,null,null,null,null,null,null,null,null,null,null,null,null,null,"",null,null,null,null,null,null,null,null,null,null,null,null,null,null,null,null,null,null,null,null,null,null,null,0,null,null,null,null,0,null,null,null,null,null,0,null,null,null,null,0]
[null,13,null,null,null,null,null,null,null,null,null,null,null,null,null,null,null,null,null,null,null,null,null,null,null,null,null,null,null,null,null,null,null,null,null,null,null,null,null,"",null,null,null,null,null,null,null,null,null,null,null,null,null,null,null,null,null,null,null,null,null,null,null,0,null,null,null,null,0,null,null,null,null,null,0,null,null,null,null,0]
[null,14,null,null,null,null,null,null,null,null,null,null,null,null,null,null,null,null,null,null,null,null,null,null,null,null,null,null,null,null,null,null,null,null,null,null,null,null,null,"",null,null,null,null,null,null,null,null,null,null,null,null,null,null,null,null,null,null,null,null,null,null,null,0,null,null,null,null,0,null,null,null,null,null,0,null,null,null,null,0]
[null,15,null,null,null,null,null,null,null,null,null,null,null,null,null,null,null,null,null,null,null,null,null,null,null,null,null,null,null,null,null,null,null,null,null,null,null,null,null,"",null,null,null,null,null,null,null,null,null,null,null,null,null,null,null,null,null,null,null,null,null,null,null,0,null,null,null,null,0,null,null,null,null,null,0,null,null,null,null,0]
[null,16,null,null,null,null,null,null,null,null,null,null,null,null,null,null,null,null,null,null,null,null,null,null,null,null,null,null,null,null,null,null,null,null,null,null,null,null,null,"",null,null,null,null,null,null,null,null,null,null,null,null,null,null,null,null,null,null,null,null,null,null,null,0,null,null,null,null,0,null,null,null,null,null,0,null,null,null,null,0]
[null,17,null,null,null,null,null,null,null,null,null,null,null,null,null,null,null,null,null,null,null,null,null,null,null,null,null,null,null,null,null,null,null,null,null,null,null,null,null,"",null,null,null,null,null,null,null,null,null,null,null,null,null,null,null,null,null,null,null,null,null,null,null,0,null,null,null,null,0,null,null,null,null,null,0,null,null,null,null,0]
[null,18,null,null,null,null,null,null,null,null,null,null,null,null,null,null,null,null,null,null,null,null,null,null,null,null,null,null,null,null,null,null,null,null,null,null,null,null,null,"",null,null,null,null,null,null,null,null,null,null,null,null,null,null,null,null,null,null,null,null,null,null,null,0,null,null,null,null,0,null,null,null,null,null,0,null,null,null,null,0]
[null,19,null,null,null,null,null,null,null,null,null,null,null,null,null,null,null,null,null,null,null,null,null,null,null,null,null,null,null,null,null,null,null,null,null,null,null,null,null,"",null,null,null,null,null,null,null,null,null,null,null,null,null,null,null,null,null,null,null,null,null,null,null,0,null,null,null,null,0,null,null,null,null,null,0,null,null,null,null,0]
[null,20,null,null,null,null,null,null,null,null,null,null,null,null,null,null,null,null,null,null,null,null,null,null,null,null,null,null,null,null,null,null,null,null,null,null,null,null,null,"",null,null,null,null,null,null,null,null,null,null,null,null,null,null,null,null,null,null,null,null,null,null,null,0,null,null,null,null,0,null,null,null,null,null,0,null,null,null,null,0]
[]
[null,"3 - Pénétrations ponctuelles",null,null,null,null,null,null,null,null,null,null,null,null,null,null,null,null,null,null,null,null,null,null,null,null,null,null,null,null,null,null,null,null,null,null,null,null,null,null,null,null,null,null,null,null,null,null,null,null,null,null,null,null,null,null,null,null,null,null,null,null,null,"Bâtiment PROPOSÉ",null,null,null,null,null,null,null,null,null,null,"Bâtiment RÉFÉRENCE"]
[null,"Item",null,"Nom de la pénétration ponctuelle",null,null,null,null,null,null,null,null,null,null,null,null,null,null,null,null,null,null,null,null,"Type de\npénétration",null,null,null,null,"Quantité",null,null,null,"Coefficient Ӽ\n(W / m · K)",null,null,null,null,null,null,null,null,null,null,null,null,null,null,null,null,null,null,null,null,null,null,null,null,null,null,null,null,null," Σ Flux (W / K)",null,null,null,null,{"$f":"SUM(BL39:BL58)","v":0},null,null,null,null,null," Σ Flux (W / K)",null,null,null,null,{"$f":"SUM(BW39:BW58)","v":0}]
[null,null,null,null,null,null,null,null,null,null,null,null,null,null,null,null,null,null,null,null,null,null,null,null,null,null,null,null,null,null,null,null,null,"Conformité aux\nexigences prescriptives",null,null,null,null,null,null," Ӽ\ngénérique",null,null,null,null,null," Ӽ\nspécifique",null,null,null,null,null,"Référence",null,null,null,null,null,null,null,null,null,null,"Flux thermique\n(W / K)",null,null,null,null,"Pourcentage\n(%)",null,null,null,null,null,"Flux thermique\n(W / K)",null,null,null,null,"Pourcentage\n(%)"]
[null,1,null,null,null,null,null,null,null,null,null,null,null,null,null,null,null,null,null,null,null,null,null,null,null,null,null,null,null,null,null,null,null,null,null,null,null,null,null,null,{"$f":"IF(AND(Y39<>\"\",AH39=\"Oui\"),VLOOKUP(Y39,Tableau_Pénétration_Ponctuelle,2,0),IF(AND(Y39<>\"\",AH39=\"Non\"),VLOOKUP(Y39,Tableau_Pénétration_Ponctuelle,3,0),\"\"))","v":""},null,null,null,null,null,null,null,null,null,null,null,null,null,null,null,null,null,null,null,null,null,null,{"$f":"IF(AND(Y39<>\"\",AD39<>\"\",AH39<>\"\"),IF(AO39<>\"\",AD39*AO39,IF(AU39<>\"\",AD39*AU39,\"\")),0)","v":0},null,null,null,null,{"$f":"IFERROR(BL39/$AN$5,0)","v":0},null,null,null,null,null,{"$f":"IF(AND(Y39<>\"\",AD39<>\"\"),AD39*VLOOKUP(Y39,Tableau_Pénétration_Ponctuelle,2,0),0)","v":0},null,null,null,null,{"$f":"IFERROR(BW39/$BW$5,0)","v":0}]
[null,2,null,null,null,null,null,null,null,null,null,null,null,null,null,null,null,null,null,null,null,null,null,null,null,null,null,null,null,null,null,null,null,null,null,null,null,null,null,null,"",null,null,null,null,null,null,null,null,null,null,null,null,null,null,null,null,null,null,null,null,null,null,0,null,null,null,null,0,null,null,null,null,null,0,null,null,null,null,0]
[null,3,null,null,null,null,null,null,null,null,null,null,null,null,null,null,null,null,null,null,null,null,null,null,null,null,null,null,null,null,null,null,null,null,null,null,null,null,null,null,"",null,null,null,null,null,null,null,null,null,null,null,null,null,null,null,null,null,null,null,null,null,null,0,null,null,null,null,0,null,null,null,null,null,0,null,null,null,null,0]
[null,4,null,null,null,null,null,null,null,null,null,null,null,null,null,null,null,null,null,null,null,null,null,null,null,null,null,null,null,null,null,null,null,null,null,null,null,null,null,null,"",null,null,null,null,null,null,null,null,null,null,null,null,null,null,null,null,null,null,null,null,null,null,0,null,null,null,null,0,null,null,null,null,null,0,null,null,null,null,0]
[null,5,null,null,null,null,null,null,null,null,null,null,null,null,null,null,null,null,null,null,null,null,null,null,null,null,null,null,null,null,null,null,null,null,null,null,null,null,null,null,"",null,null,null,null,null,null,null,null,null,null,null,null,null,null,null,null,null,null,null,null,null,null,0,null,null,null,null,0,null,null,null,null,null,0,null,null,null,null,0]
[null,6,null,null,null,null,null,null,null,null,null,null,null,null,null,null,null,null,null,null,null,null,null,null,null,null,null,null,null,null,null,null,null,null,null,null,null,null,null,null,"",null,null,null,null,null,null,null,null,null,null,null,null,null,null,null,null,null,null,null,null,null,null,0,null,null,null,null,0,null,null,null,null,null,0,null,null,null,null,0]
[null,7,null,null,null,null,null,null,null,null,null,null,null,null,null,null,null,null,null,null,null,null,null,null,null,null,null,null,null,null,null,null,null,null,null,null,null,null,null,null,"",null,null,null,null,null,null,null,null,null,null,null,null,null,null,null,null,null,null,null,null,null,null,0,null,null,null,null,0,null,null,null,null,null,0,null,null,null,null,0]
[null,8,null,null,null,null,null,null,null,null,null,null,null,null,null,null,null,null,null,null,null,null,null,null,null,null,null,null,null,null,null,null,null,null,null,null,null,null,null,null,"",null,null,null,null,null,null,null,null,null,null,null,null,null,null,null,null,null,null,null,null,null,null,0,null,null,null,null,0,null,null,null,null,null,0,null,null,null,null,0]
[null,9,null,null,null,null,null,null,null,null,null,null,null,null,null,null,null,null,null,null,null,null,null,null,null,null,null,null,null,null,null,null,null,null,null,null,null,null,null,null,"",null,null,null,null,null,null,null,null,null,null,null,null,null,null,null,null,null,null,null,null,null,null,0,null,null,null,null,0,null,null,null,null,null,0,null,null,null,null,0]
[null,10,null,null,null,null,null,null,null,null,null,null,null,null,null,null,null,null,null,null,null,null,null,null,null,null,null,null,null,null,null,null,null,null,null,null,null,null,null,null,"",null,null,null,null,null,null,null,null,null,null,null,null,null,null,null,null,null,null,null,null,null,null,0,null,null,null,null,0,null,null,null,null,null,0,null,null,null,null,0]
[null,11,null,null,null,null,null,null,null,null,null,null,null,null,null,null,null,null,null,null,null,null,null,null,null,null,null,null,null,null,null,null,null,null,null,null,null,null,null,null,"",null,null,null,null,null,null,null,null,null,null,null,null,null,null,null,null,null,null,null,null,null,null,0,null,null,null,null,0,null,null,null,null,null,0,null,null,null,null,0]
[null,12,null,null,null,null,null,null,null,null,null,null,null,null,null,null,null,null,null,null,null,null,null,null,null,null,null,null,null,null,null,null,null,null,null,null,null,null,null,null,"",null,null,null,null,null,null,null,null,null,null,null,null,null,null,null,null,null,null,null,null,null,null,0,null,null,null,null,0,null,null,null,null,null,0,null,null,null,null,0]
[null,13,null,null,null,null,null,null,null,null,null,null,null,null,null,null,null,null,null,null,null,null,null,null,null,null,null,null,null,null,null,null,null,null,null,null,null,null,null,null,"",null,null,null,null,null,null,null,null,null,null,null,null,null,null,null,null,null,null,null,null,null,null,0,null,null,null,null,0,null,null,null,null,null,0,null,null,null,null,0]
[null,14,null,null,null,null,null,null,null,null,null,null,null,null,null,null,null,null,null,null,null,null,null,null,null,null,null,null,null,null,null,null,null,null,null,null,null,null,null,null,"",null,null,null,null,null,null,null,null,null,null,null,null,null,null,null,null,null,null,null,null,null,null,0,null,null,null,null,0,null,null,null,null,null,0,null,null,null,null,0]
[null,15,null,null,null,null,null,null,null,null,null,null,null,null,null,null,null,null,null,null,null,null,null,null,null,null,null,null,null,null,null,null,null,null,null,null,null,null,null,null,"",null,null,null,null,null,null,null,null,null,null,null,null,null,null,null,null,null,null,null,null,null,null,0,null,null,null,null,0,null,null,null,null,null,0,null,null,null,null,0]
[null,16,null,null,null,null,null,null,null,null,null,null,null,null,null,null,null,null,null,null,null,null,null,null,null,null,null,null,null,null,null,null,null,null,null,null,null,null,null,null,"",null,null,null,null,null,null,null,null,null,null,null,null,null,null,null,null,null,null,null,null,null,null,0,null,null,null,null,0,null,null,null,null,null,0,null,null,null,null,0]
[null,17,null,null,null,null,null,null,null,null,null,null,null,null,null,null,null,null,null,null,null,null,null,null,null,null,null,null,null,null,null,null,null,null,null,null,null,null,null,null,"",null,null,null,null,null,null,null,null,null,null,null,null,null,null,null,null,null,null,null,null,null,null,0,null,null,null,null,0,null,null,null,null,null,0,null,null,null,null,0]
[null,18,null,null,null,null,null,null,null,null,null,null,null,null,null,null,null,null,null,null,null,null,null,null,null,null,null,null,null,null,null,null,null,null,null,null,null,null,null,null,"",null,null,null,null,null,null,null,null,null,null,null,null,null,null,null,null,null,null,null,null,null,null,0,null,null,null,null,0,null,null,null,null,null,0,null,null,null,null,0]
[null,19,null,null,null,null,null,null,null,null,null,null,null,null,null,null,null,null,null,null,null,null,null,null,null,null,null,null,null,null,null,null,null,null,null,null,null,null,null,null,"",null,null,null,null,null,null,null,null,null,null,null,null,null,null,null,null,null,null,null,null,null,null,0,null,null,null,null,0,null,null,null,null,null,0,null,null,null,null,0]
[null,20,null,null,null,null,null,null,null,null,null,null,null,null,null,null,null,null,null,null,null,null,null,null,null,null,null,null,null,null,null,null,null,null,null,null,null,null,null,null,"",null,null,null,null,null,null,null,null,null,null,null,null,null,null,null,null,null,null,null,null,null,null,0,null,null,null,null,0,null,null,null,null,null,0,null,null,null,null,0]

{"sheet":"12","index":13,"n_rows":58,"n_cols":80,"rows_kept":58,"cut":false,"hidden":false,"merged":[[4,49,5,63],[4,64,4,73],[4,74,4,83],[5,29,5,38],[5,39,5,48],[5,64,5,73],[5,74,5,83],[1,1,1,10],[1,11,1,44],[1,45,1,65],[1,66,1,75],[1,76,1,83],[3,1,5,12],[3,14,3,83],[4,14,5,28],[4,29,4,38],[4,39,4,48],[7,1,7,61],[7,63,7,72],[7,74,7,83],[8,1,8,33],[8,34,8,39],[8,40,8,45],[8,46,8,51],[8,52,8,61],[8,63,8,67],[8,68,8,72],[8,74,8,78],[8,79,8,83],[9,1,9,33],[9,34,9,39],[9,40,9,45],[9,46,9,51],[9,52,9,61],[9,63,9,67],[9,68,9,72],[9,74,9,78],[9,79,9,83],[14,47,14,51],[14,52,14,61],[11,1,11,61],[11,63,11,72],[11,74,11,83],[12,1,13,2],[12,3,13,23],[12,24,13,28],[12,29,13,32],[12,33,12,61],[12,63,12,67],[12,68,12,72],[12,74,12,78],[12,79,12,83],[13,33,13,38],[13,39,13,42],[13,43,13,46],[13,47,13,51],[13,52,13,61],[13,63,13,67],[13,68,13,72],[13,74,13,78],[13,79,13,83],[15,39,15,42],[15,43,15,46],[15,47,15,51],[14,63,14,67],[14,68,14,72],[14,74,14,78],[14,79,14,83],[15,1,15,2],[15,3,15,23],[15,24,15,28],[15,29,15,32],[15,33,15,38],[15,74,15,78],[15,79,15,83],[15,52,15,61],[15,63,15,67],[15,68,15,72],[14,1,14,2],[14,3,14,23],[14,24,14,28],[14,29,14,32],[14,33,14,38],[14,39,14,42],[14,43,14,46],[16,79,16,83],[17,1,17,2],[17,3,17,23],[17,24,17,28],[17,29,17,32],[17,33,17,38],[17,74,17,78],[17,79,17,83],[17,52,17,61],[17,63,17,67],[17,68,17,72],[16,1,16,2],[16,3,16,23],[16,24,16,28],[16,29,16,32],[16,33,16,38],[16,39,16,42],[16,43,16,46],[16,47,16,51],[18,43,18,46],[18,47,18,51],[17,39,17,42],[17,43,17,46],[17,47,17,51],[16,52,16,61],[16,63,16,67],[16,68,16,72],[16,74,16,78],[19,39,19,42],[19,43,19,46],[19,47,19,51],[18,52,18,61],[18,63,18,67],[18,68,18,72],[18,74,18,78],[18,79,18,83],[19,1,19,2],[19,3,19,23],[19,24,19,28],[19,29,19,32],[19,33,19,38],[19,74,19,78],[19,79,19,83],[19,52,19,61],[19,63,19,67],[19,68,19,72],[18,1,18,2],[18,3,18,23],[18,24,18,28],[18,29,18,32],[18,33,18,38],[18,39,18,42],[20,79,20,83],[21,1,21,2],[21,3,21,23],[21,24,21,28],[21,29,21,32],[21,33,21,38],[21,74,21,78],[21,79,21,83],[21,52,21,61],[21,63,21,67],[21,68,21,72],[20,1,20,2],[20,3,20,23],[20,24,20,28],[20,29,20,32],[20,33,20,38],[20,39,20,42],[20,43,20,46],[20,47,20,51],[22,43,22,46],[22,47,22,51],[21,39,21,42],[21,43,21,46],[21,47,21,51],[20,52,20,61],[20,63,20,67],[20,68,20,72],[20,74,20,78],[23,39,23,42],[23,43,23,46],[23,47,23,51],[22,52,22,61],[22,63,22,67],[22,68,22,72],[22,74,22,78],[22,79,22,83],[23,1,23,2],[23,3,23,23],[23,24,23,28],[23,29,23,32],[23,33,23,38],[23,74,23,78],[23,79,23,83],[23,52,23,61],[23,63,23,67],[23,68,23,72],[22,1,22,2],[22,3,22,23],[22,24,22,28],[22,29,22,32],[22,33,22,38],[22,39,22,42],[24,79,24,83],[25,1,25,2],[25,3,25,23],[25,24,25,28],[25,29,25,32],[25,33,25,38],[25,74,25,78],[25,79,25,83],[25,52,25,61],[25,63,25,67],[25,68,25,72],[24,1,24,2],[24,3,24,23],[24,24,24,28],[24,29,24,32],[24,33,24,38],[24,39,24,42],[24,43,24,46],[24,47,24,51],[26,43,26,46],[26,47,26,51],[25,39,25,42],[25,43,25,46],[25,47,25,51],[24,52,24,61],[24,63,24,67],[24,68,24,72],[24,74,24,78],[27,39,27,42],[27,43,27,46],[27,47,27,51],[26,52,26,61],[26,63,26,67],[26,68,26,72],[26,74,26,78],[26,79,26,83],[27,1,27,2],[27,3,27,23],[27,24,27,28],[27,29,27,32],[27,33,27,38],[27,74,27,78],[27,79,27,83],[27,52,27,61],[27,63,27,67],[27,68,27,72],[26,1,26,2],[26,3,26,23],[26,24,26,28],[26,29,26,32],[26,33,26,38],[26,39,26,42],[28,79,28,83],[29,1,29,2],[29,3,29,23],[29,24,29,28],[29,29,29,32],[29,33,29,38],[29,74,29,78],[29,79,29,83],[29,52,29,61],[29,63,29,67],[29,68,29,72],[28,1,28,2],[28,3,28,23],[28,24,28,28],[28,29,28,32],[28,33,28,38],[28,39,28,42],[28,43,28,46],[28,47,28,51],[30,43,30,46],[30,47,30,51],[29,39,29,42],[29,43,29,46],[29,47,29,51],[28,52,28,61],[28,63,28,67],[28,68,28,72],[28,74,28,78],[31,39,31,42],[31,43,31,46],[31,47,31,51],[30,52,30,61],[30,63,30,67],[30,68,30,72],[30,74,30,78],[30,79,30,83],[31,1,31,2],[31,3,31,23],[31,24,31,28],[31,29,31,32],[31,33,31,38],[31,74,31,78],[31,79,31,83],[31,52,31,61],[31,63,31,67],[31,68,31,72],[30,1,30,2],[30,3,30,23],[30,24,30,28],[30,29,30,32],[30,33,30,38],[30,39,30,42],[32,52,32,61],[32,63,32,67],[32,68,32,72],[32,74,32,78],[32,79,32,83],[33,1,33,2],[33,3,33,23],[33,24,33,28],[33,29,33,32],[33,33,33,38],[33,74,33,78],[33,79,33,83],[32,1,32,2],[32,3,32,23],[32,24,32,28],[32,29,32,32],[32,33,32,38],[32,39,32,42],[32,43,32,46],[32,47,32,51],[33,39,33,42],[33,43,33,46],[33,47,33,51],[33,52,33,61],[33,63,33,67],[33,68,33,72],[36,63,36,67],[36,68,36,72],[36,74,36,78],[39,74,39,78],[39,79,39,83],[38,63,38,67],[38,68,38,72],[38,79,38,83],[39,68,39,72],[35,1,35,61],[35,63,35,72],[35,74,35,83],[36,1,37,2],[36,3,37,23],[36,24,37,28],[36,29,37,32],[36,33,36,61],[36,79,36,83],[37,33,37,39],[37,40,37,45],[37,46,37,51],[37,52,37,61],[37,63,37,67],[37,68,37,72],[37,74,37,78],[37,79,37,83],[38,1,38,2],[38,3,38,23],[38,24,38,28],[38,29,38,32],[38,33,38,39],[38,40,38,45],[38,46,38,51],[38,52,38,61],[38,74,38,78],[40,46,40,51],[40,52,40,61],[40,63,40,67],[40,68,40,72],[40,74,40,78],[40,79,40,83],[40,1,40,2],[40,3,40,23],[40,24,40,28],[40,29,40,32],[40,33,40,39],[40,40,40,45],[39,1,39,2],[39,3,39,23],[39,24,39,28],[39,29,39,32],[39,33,39,39],[39,40,39,45],[39,46,39,51],[39,52,39,61],[39,63,39,67],[41,46,41,51],[41,52,41,61],[41,63,41,67],[41,68,41,72],[41,74,41,78],[41,79,41,83],[41,1,41,2],[41,3,41,23],[41,24,41,28],[41,29,41,32],[41,33,41,39],[41,40,41,45],[42,46,42,51],[42,52,42,61],[42,63,42,67],[42,68,42,72],[42,74,42,78],[42,79,42,83],[42,1,42,2],[42,3,42,23],[42,24,42,28],[42,29,42,32],[42,33,42,39],[42,40,42,45],[43,46,43,51],[43,52,43,61],[43,63,43,67],[43,68,43,72],[43,74,43,78],[43,79,43,83],[43,1,43,2],[43,3,43,23],[43,24,43,28],[43,29,43,32],[43,33,43,39],[43,40,43,45],[44,46,44,51],[44,52,44,61],[44,63,44,67],[44,68,44,72],[44,74,44,78],[44,79,44,83],[44,1,44,2],[44,3,44,23],[44,24,44,28],[44,29,44,32],[44,33,44,39],[44,40,44,45],[45,46,45,51],[45,52,45,61],[45,63,45,67],[45,68,45,72],[45,74,45,78],[45,79,45,83],[45,1,45,2],[45,3,45,23],[45,24,45,28],[45,29,45,32],[45,33,45,39],[45,40,45,45],[46,46,46,51],[46,52,46,61],[46,63,46,67],[46,68,46,72],[46,74,46,78],[46,79,46,83],[46,1,46,2],[46,3,46,23],[46,24,46,28],[46,29,46,32],[46,33,46,39],[46,40,46,45],[47,46,47,51],[47,52,47,61],[47,63,47,67],[47,68,47,72],[47,74,47,78],[47,79,47,83],[47,1,47,2],[47,3,47,23],[47,24,47,28],[47,29,47,32],[47,33,47,39],[47,40,47,45],[48,46,48,51],[48,52,48,61],[48,63,48,67],[48,68,48,72],[48,74,48,78],[48,79,48,83],[48,1,48,2],[48,3,48,23],[48,24,48,28],[48,29,48,32],[48,33,48,39],[48,40,48,45],[49,46,49,51],[49,52,49,61],[49,63,49,67],[49,68,49,72],[49,74,49,78],[49,79,49,83],[49,1,49,2],[49,3,49,23],[49,24,49,28],[49,29,49,32],[49,33,49,39],[49,40,49,45],[50,46,50,51],[50,52,50,61],[50,63,50,67],[50,68,50,72],[50,74,50,78],[50,79,50,83],[50,1,50,2],[50,3,50,23],[50,24,50,28],[50,29,50,32],[50,33,50,39],[50,40,50,45],[51,46,51,51],[51,52,51,61],[51,63,51,67],[51,68,51,72],[51,74,51,78],[51,79,51,83],[51,1,51,2],[51,3,51,23],[51,24,51,28],[51,29,51,32],[51,33,51,39],[51,40,51,45],[52,46,52,51],[52,52,52,61],[52,63,52,67],[52,68,52,72],[52,74,52,78],[52,79,52,83],[52,1,52,2],[52,3,52,23],[52,24,52,28],[52,29,52,32],[52,33,52,39],[52,40,52,45],[53,46,53,51],[53,52,53,61],[53,63,53,67],[53,68,53,72],[53,74,53,78],[53,79,53,83],[53,1,53,2],[53,3,53,23],[53,24,53,28],[53,29,53,32],[53,33,53,39],[53,40,53,45],[54,46,54,51],[54,52,54,61],[54,63,54,67],[54,68,54,72],[54,74,54,78],[54,79,54,83],[54,1,54,2],[54,3,54,23],[54,24,54,28],[54,29,54,32],[54,33,54,39],[54,40,54,45],[55,46,55,51],[55,52,55,61],[55,63,55,67],[55,68,55,72],[55,74,55,78],[55,79,55,83],[55,1,55,2],[55,3,55,23],[55,24,55,28],[55,29,55,32],[55,33,55,39],[55,40,55,45],[56,46,56,51],[56,52,56,61],[56,63,56,67],[56,68,56,72],[56,74,56,78],[56,79,56,83],[56,1,56,2],[56,3,56,23],[56,24,56,28],[56,29,56,32],[56,33,56,39],[56,40,56,45],[57,46,57,51],[57,52,57,61],[57,63,57,67],[57,68,57,72],[57,74,57,78],[57,79,57,83],[57,1,57,2],[57,3,57,23],[57,24,57,28],[57,29,57,32],[57,33,57,39],[57,40,57,45]]}
[]
[null,null,null,null,null,null,null,null,null,null,null,"Calcul de la dépréciation de la résistance thermique effective ",null,null,null,null,null,null,null,null,null,null,null,null,null,null,null,null,null,null,null,null,null,null,null,null,null,null,null,null,null,null,null,null,null,"Ensemble opaque hors sol",null,null,null,null,null,null,null,null,null,null,null,null,null,null,null,null,null,null,null,null,12,null,null,null,null,null,null,null,null,null,{"$f":"Version","v":"Version R01"}]
[]
[null,"Résultats →",null,null,null,null,null,null,null,null,null,null,null,null,"Flux thermique total et Résistance thermique effective dépréciée des bâtiments"]
[null,null,null,null,null,null,null,null,null,null,null,null,null,null,"Bâtiment\nPROPOSÉ",null,null,null,null,null,null,null,null,null,null,null,null,null,null," Σ Flux (W / K)",null,null,null,null,null,null,null,null,null,{"$f":"IFERROR(BL10+BQ13+BQ37,0)","v":0},null,null,null,null,null,null,null,null,null,"Bâtiment\nRÉFÉRENCE",null,null,null,null,null,null,null,null,null,null,null,null,null,null," Σ Flux (W / K)",null,null,null,null,null,null,null,null,null,{"$f":"IFERROR(BW10+CB13+CB37,0)","v":0}]
[null,null,null,null,null,null,null,null,null,null,null,null,null,null,null,null,null,null,null,null,null,null,null,null,null,null,null,null,null,"RSIED (m² · K / W)",null,null,null,null,null,null,null,null,null,{"$f":"IFERROR($AO$10/AN5,0)","v":0},null,null,null,null,null,null,null,null,null,null,null,null,null,null,null,null,null,null,null,null,null,null,null,null,"RSIED (m² · K / W)",null,null,null,null,null,null,null,null,null,{"$f":"IFERROR($AO$10/BW5,0)","v":0}]
[]
[null,"1 - Ensemble opaque hors sol",null,null,null,null,null,null,null,null,null,null,null,null,null,null,null,null,null,null,null,null,null,null,null,null,null,null,null,null,null,null,null,null,null,null,null,null,null,null,null,null,null,null,null,null,null,null,null,null,null,null,null,null,null,null,null,null,null,null,null,null,null,"Bâtiment PROPOSÉ",null,null,null,null,null,null,null,null,null,null,"Bâtiment RÉFÉRENCE"]
[null,"Nom de l'ensemble opaque hors sol",null,null,null,null,null,null,null,null,null,null,null,null,null,null,null,null,null,null,null,null,null,null,null,null,null,null,null,null,null,null,null,null,"Type\nd'ensemble",null,null,null,null,null,"Aire\n(m2)",null,null,null,null,null,"RSIE\n(m² · K / W)",null,null,null,null,null,"Référence",null,null,null,null,null,null,null,null,null,null,"Flux thermique\n(W / K)",null,null,null,null,"Pourcentage\n(%)",null,null,null,null,null,"Flux thermique\n(W / K)",null,null,null,null,"Pourcentage\n(%)"]
[null,{"$f":"INDEX(Vecteur_Nom_Ensemble_Opaque,BO2)","v":0},null,null,null,null,null,null,null,null,null,null,null,null,null,null,null,null,null,null,null,null,null,null,null,null,null,null,null,null,null,null,null,null,{"$f":"INDEX(Vecteur_Type_Ensemble,BO2)","v":0},null,null,null,null,null,{"$f":"INDEX(Vecteur_Aire_Ensemble,BO2)","v":0},null,null,null,null,null,{"$f":"INDEX(Vecteur_Résistance_Thermique_Effective_Proposé,BO2)","v":0},null,null,null,null,null,null,null,null,null,null,null,null,null,null,null,null,{"$f":"IFERROR(AO10/AU10,0)","v":0},null,null,null,null,{"$f":"IFERROR(BL10/$AN$5,0)","v":0},null,null,null,null,null,{"$f":"IFERROR(AO10/INDEX(Vecteur_Résistance_Thermique_Effective_Référence,BO2),0)","v":0},null,null,null,null,{"$f":"IFERROR(BW10/$BW$5,0)","v":0}]
[]
[null,"2 - Jonctions linéaires",null,null,null,null,null,null,null,null,null,null,null,null,null,null,null,null,null,null,null,null,null,null,null,null,null,null,null,null,null,null,null,null,null,null,null,null,null,null,null,null,null,null,null,null,null,null,null,null,null,null,null,null,null,null,null,null,null,null,null,null,null,"Bâtiment PROPOSÉ",null,null,null,null,null,null,null,null,null,null,"Bâtiment RÉFÉRENCE"]
[null,"Item",null,"Nom de la jonction linéraire",null,null,null,null,null,null,null,null,null,null,null,null,null,null,null,null,null,null,null,null,"Type de\njonction",null,null,null,null,"Longueur\n(m)",null,null,null,"Coefficient Ψ\n(W / m · K)",null,null,null,null,null,null,null,null,null,null,null,null,null,null,null,null,null,null,null,null,null,null,null,null,null,null,null,null,null," Σ Flux (W / K)",null,null,null,null,{"$f":"SUM(BL15:BL34)","v":0},null,null,null,null,null," Σ Flux (W / K)",null,null,null,null,{"$f":"SUM(BW15:BW34)","v":0}]
[null,null,null,null,null,null,null,null,null,null,null,null,null,null,null,null,null,null,null,null,null,null,null,null,null,null,null,null,null,null,null,null,null,"Conformité aux\nexigences prescriptives",null,null,null,null,null," Ψ\ngénérique",null,null,null," Ψ\nspécifique",null,null,null,"Pourcentage\nappliqué (%)",null,null,null,null,"Référence",null,null,null,null,null,null,null,null,null,null,"Flux thermique\n(W / K)",null,null,null,null,"Pourcentage\n(%)",null,null,null,null,null,"Flux thermique\n(W / K)",null,null,null,null,"Pourcentage\n(%)"]
[null,1,null,null,null,null,null,null,null,null,null,null,null,null,null,null,null,null,null,null,null,null,null,null,null,null,null,null,null,null,null,null,null,null,null,null,null,null,null,{"$f":"IF(AND(Y15<>\"\",AH15=\"Oui\"),VLOOKUP(Y15,Tableau_Coefficients_Linéaires,2,0),IF(AND(Y15<>\"\",AH15=\"Non\"),VLOOKUP(Y15,Tableau_Coefficients_Linéaires,3,0),\"\"))","v":""},null,null,null,null,null,null,null,null,null,null,null,null,null,null,null,null,null,null,null,null,null,null,null,{"$f":"IF(AND(Y15<>\"\",AD15<>\"\",AH15<>\"\"),IF(AND(AN15<>\"\",AV15<>\"\"),AD15*AN15*AV15/100,IF(AND(AR15<>\"\",AV15<>\"\"),AD15*AR15*AV15/100,\"\")),0)","v":0},null,null,null,null,{"$f":"IFERROR(BL15/$AN$5,0)","v":0},null,null,null,null,null,{"$f":"IF(AND(Y15<>\"\",AD15<>\"\"),AD15*VLOOKUP(Y15,Tableau_Coefficients_Linéaires,2,0)*AV15/100,0)","v":0},null,null,null,null,{"$f":"IFERROR(BW15/$BW$5,0)","v":0}]
[null,2,null,null,null,null,null,null,null,null,null,null,null,null,null,null,null,null,null,null,null,null,null,null,null,null,null,null,null,null,null,null,null,null,null,null,null,null,null,"",null,null,null,null,null,null,null,null,null,null,null,null,null,null,null,null,null,null,null,null,null,null,null,0,null,null,null,null,0,null,null,null,null,null,0,null,null,null,null,0]
[null,3,null,null,null,null,null,null,null,null,null,null,null,null,null,null,null,null,null,null,null,null,null,null,null,null,null,null,null,null,null,null,null,null,null,null,null,null,null,"",null,null,null,null,null,null,null,null,null,null,null,null,null,null,null,null,null,null,null,null,null,null,null,0,null,null,null,null,0,null,null,null,null,null,0,null,null,null,null,0]
[null,4,null,null,null,null,null,null,null,null,null,null,null,null,null,null,null,null,null,null,null,null,null,null,null,null,null,null,null,null,null,null,null,null,null,null,null,null,null,"",null,null,null,null,null,null,null,null,null,null,null,null,null,null,null,null,null,null,null,null,null,null,null,0,null,null,null,null,0,null,null,null,null,null,0,null,null,null,null,0]
[null,5,null,null,null,null,null,null,null,null,null,null,null,null,null,null,null,null,null,null,null,null,null,null,null,null,null,null,null,null,null,null,null,null,null,null,null,null,null,"",null,null,null,null,null,null,null,null,null,null,null,null,null,null,null,null,null,null,null,null,null,null,null,0,null,null,null,null,0,null,null,null,null,null,0,null,null,null,null,0]
[null,6,null,null,null,null,null,null,null,null,null,null,null,null,null,null,null,null,null,null,null,null,null,null,null,null,null,null,null,null,null,null,null,null,null,null,null,null,null,"",null,null,null,null,null,null,null,null,null,null,null,null,null,null,null,null,null,null,null,null,null,null,null,0,null,null,null,null,0,null,null,null,null,null,0,null,null,null,null,0]
[null,7,null,null,null,null,null,null,null,null,null,null,null,null,null,null,null,null,null,null,null,null,null,null,null,null,null,null,null,null,null,null,null,null,null,null,null,null,null,"",null,null,null,null,null,null,null,null,null,null,null,null,null,null,null,null,null,null,null,null,null,null,null,0,null,null,null,null,0,null,null,null,null,null,0,null,null,null,null,0]
[null,8,null,null,null,null,null,null,null,null,null,null,null,null,null,null,null,null,null,null,null,null,null,null,null,null,null,null,null,null,null,null,null,null,null,null,null,null,null,"",null,null,null,null,null,null,null,null,null,null,null,null,null,null,null,null,null,null,null,null,null,null,null,0,null,null,null,null,0,null,null,null,null,null,0,null,null,null,null,0]
[null,9,null,null,null,null,null,null,null,null,null,null,null,null,null,null,null,null,null,null,null,null,null,null,null,null,null,null,null,null,null,null,null,null,null,null,null,null,null,"",null,null,null,null,null,null,null,null,null,null,null,null,null,null,null,null,null,null,null,null,null,null,null,0,null,null,null,null,0,null,null,null,null,null,0,null,null,null,null,0]
[null,10,null,null,null,null,null,null,null,null,null,null,null,null,null,null,null,null,null,null,null,null,null,null,null,null,null,null,null,null,null,null,null,null,null,null,null,null,null,"",null,null,null,null,null,null,null,null,null,null,null,null,null,null,null,null,null,null,null,null,null,null,null,0,null,null,null,null,0,null,null,null,null,null,0,null,null,null,null,0]
[null,11,null,null,null,null,null,null,null,null,null,null,null,null,null,null,null,null,null,null,null,null,null,null,null,null,null,null,null,null,null,null,null,null,null,null,null,null,null,"",null,null,null,null,null,null,null,null,null,null,null,null,null,null,null,null,null,null,null,null,null,null,null,0,null,null,null,null,0,null,null,null,null,null,0,null,null,null,null,0]
[null,12,null,null,null,null,null,null,null,null,null,null,null,null,null,null,null,null,null,null,null,null,null,null,null,null,null,null,null,null,null,null,null,null,null,null,null,null,null,"",null,null,null,null,null,null,null,null,null,null,null,null,null,null,null,null,null,null,null,null,null,null,null,0,null,null,null,null,0,null,null,null,null,null,0,null,null,null,null,0]
[null,13,null,null,null,null,null,null,null,null,null,null,null,null,null,null,null,null,null,null,null,null,null,null,null,null,null,null,null,null,null,null,null,null,null,null,null,null,null,"",null,null,null,null,null,null,null,null,null,null,null,null,null,null,null,null,null,null,null,null,null,null,null,0,null,null,null,null,0,null,null,null,null,null,0,null,null,null,null,0]
[null,14,null,null,null,null,null,null,null,null,null,null,null,null,null,null,null,null,null,null,null,null,null,null,null,null,null,null,null,null,null,null,null,null,null,null,null,null,null,"",null,null,null,null,null,null,null,null,null,null,null,null,null,null,null,null,null,null,null,null,null,null,null,0,null,null,null,null,0,null,null,null,null,null,0,null,null,null,null,0]
[null,15,null,null,null,null,null,null,null,null,null,null,null,null,null,null,null,null,null,null,null,null,null,null,null,null,null,null,null,null,null,null,null,null,null,null,null,null,null,"",null,null,null,null,null,null,null,null,null,null,null,null,null,null,null,null,null,null,null,null,null,null,null,0,null,null,null,null,0,null,null,null,null,null,0,null,null,null,null,0]
[null,16,null,null,null,null,null,null,null,null,null,null,null,null,null,null,null,null,null,null,null,null,null,null,null,null,null,null,null,null,null,null,null,null,null,null,null,null,null,"",null,null,null,null,null,null,null,null,null,null,null,null,null,null,null,null,null,null,null,null,null,null,null,0,null,null,null,null,0,null,null,null,null,null,0,null,null,null,null,0]
[null,17,null,null,null,null,null,null,null,null,null,null,null,null,null,null,null,null,null,null,null,null,null,null,null,null,null,null,null,null,null,null,null,null,null,null,null,null,null,"",null,null,null,null,null,null,null,null,null,null,null,null,null,null,null,null,null,null,null,null,null,null,null,0,null,null,null,null,0,null,null,null,null,null,0,null,null,null,null,0]
[null,18,null,null,null,null,null,null,null,null,null,null,null,null,null,null,null,null,null,null,null,null,null,null,null,null,null,null,null,null,null,null,null,null,null,null,null,null,null,"",null,null,null,null,null,null,null,null,null,null,null,null,null,null,null,null,null,null,null,null,null,null,null,0,null,null,null,null,0,null,null,null,null,null,0,null,null,null,null,0]
[null,19,null,null,null,null,null,null,null,null,null,null,null,null,null,null,null,null,null,null,null,null,null,null,null,null,null,null,null,null,null,null,null,null,null,null,null,null,null,"",null,null,null,null,null,null,null,null,null,null,null,null,null,null,null,null,null,null,null,null,null,null,null,0,null,null,null,null,0,null,null,null,null,null,0,null,null,null,null,0]
[null,20,null,null,null,null,null,null,null,null,null,null,null,null,null,null,null,null,null,null,null,null,null,null,null,null,null,null,null,null,null,null,null,null,null,null,null,null,null,"",null,null,null,null,null,null,null,null,null,null,null,null,null,null,null,null,null,null,null,null,null,null,null,0,null,null,null,null,0,null,null,null,null,null,0,null,null,null,null,0]
[]
[null,"3 - Pénétrations ponctuelles",null,null,null,null,null,null,null,null,null,null,null,null,null,null,null,null,null,null,null,null,null,null,null,null,null,null,null,null,null,null,null,null,null,null,null,null,null,null,null,null,null,null,null,null,null,null,null,null,null,null,null,null,null,null,null,null,null,null,null,null,null,"Bâtiment PROPOSÉ",null,null,null,null,null,null,null,null,null,null,"Bâtiment RÉFÉRENCE"]
[null,"Item",null,"Nom de la pénétration ponctuelle",null,null,null,null,null,null,null,null,null,null,null,null,null,null,null,null,null,null,null,null,"Type de\npénétration",null,null,null,null,"Quantité",null,null,null,"Coefficient Ӽ\n(W / m · K)",null,null,null,null,null,null,null,null,null,null,null,null,null,null,null,null,null,null,null,null,null,null,null,null,null,null,null,null,null," Σ Flux (W / K)",null,null,null,null,{"$f":"SUM(BL39:BL58)","v":0},null,null,null,null,null," Σ Flux (W / K)",null,null,null,null,{"$f":"SUM(BW39:BW58)","v":0}]
[null,null,null,null,null,null,null,null,null,null,null,null,null,null,null,null,null,null,null,null,null,null,null,null,null,null,null,null,null,null,null,null,null,"Conformité aux\nexigences prescriptives",null,null,null,null,null,null," Ӽ\ngénérique",null,null,null,null,null," Ӽ\nspécifique",null,null,null,null,null,"Référence",null,null,null,null,null,null,null,null,null,null,"Flux thermique\n(W / K)",null,null,null,null,"Pourcentage\n(%)",null,null,null,null,null,"Flux thermique\n(W / K)",null,null,null,null,"Pourcentage\n(%)"]
[null,1,null,null,null,null,null,null,null,null,null,null,null,null,null,null,null,null,null,null,null,null,null,null,null,null,null,null,null,null,null,null,null,null,null,null,null,null,null,null,{"$f":"IF(AND(Y39<>\"\",AH39=\"Oui\"),VLOOKUP(Y39,Tableau_Pénétration_Ponctuelle,2,0),IF(AND(Y39<>\"\",AH39=\"Non\"),VLOOKUP(Y39,Tableau_Pénétration_Ponctuelle,3,0),\"\"))","v":""},null,null,null,null,null,null,null,null,null,null,null,null,null,null,null,null,null,null,null,null,null,null,{"$f":"IF(AND(Y39<>\"\",AD39<>\"\",AH39<>\"\"),IF(AO39<>\"\",AD39*AO39,IF(AU39<>\"\",AD39*AU39,\"\")),0)","v":0},null,null,null,null,{"$f":"IFERROR(BL39/$AN$5,0)","v":0},null,null,null,null,null,{"$f":"IF(AND(Y39<>\"\",AD39<>\"\"),AD39*VLOOKUP(Y39,Tableau_Pénétration_Ponctuelle,2,0),0)","v":0},null,null,null,null,{"$f":"IFERROR(BW39/$BW$5,0)","v":0}]
[null,2,null,null,null,null,null,null,null,null,null,null,null,null,null,null,null,null,null,null,null,null,null,null,null,null,null,null,null,null,null,null,null,null,null,null,null,null,null,null,"",null,null,null,null,null,null,null,null,null,null,null,null,null,null,null,null,null,null,null,null,null,null,0,null,null,null,null,0,null,null,null,null,null,0,null,null,null,null,0]
[null,3,null,null,null,null,null,null,null,null,null,null,null,null,null,null,null,null,null,null,null,null,null,null,null,null,null,null,null,null,null,null,null,null,null,null,null,null,null,null,"",null,null,null,null,null,null,null,null,null,null,null,null,null,null,null,null,null,null,null,null,null,null,0,null,null,null,null,0,null,null,null,null,null,0,null,null,null,null,0]
[null,4,null,null,null,null,null,null,null,null,null,null,null,null,null,null,null,null,null,null,null,null,null,null,null,null,null,null,null,null,null,null,null,null,null,null,null,null,null,null,"",null,null,null,null,null,null,null,null,null,null,null,null,null,null,null,null,null,null,null,null,null,null,0,null,null,null,null,0,null,null,null,null,null,0,null,null,null,null,0]
[null,5,null,null,null,null,null,null,null,null,null,null,null,null,null,null,null,null,null,null,null,null,null,null,null,null,null,null,null,null,null,null,null,null,null,null,null,null,null,null,"",null,null,null,null,null,null,null,null,null,null,null,null,null,null,null,null,null,null,null,null,null,null,0,null,null,null,null,0,null,null,null,null,null,0,null,null,null,null,0]
[null,6,null,null,null,null,null,null,null,null,null,null,null,null,null,null,null,null,null,null,null,null,null,null,null,null,null,null,null,null,null,null,null,null,null,null,null,null,null,null,"",null,null,null,null,null,null,null,null,null,null,null,null,null,null,null,null,null,null,null,null,null,null,0,null,null,null,null,0,null,null,null,null,null,0,null,null,null,null,0]
[null,7,null,null,null,null,null,null,null,null,null,null,null,null,null,null,null,null,null,null,null,null,null,null,null,null,null,null,null,null,null,null,null,null,null,null,null,null,null,null,"",null,null,null,null,null,null,null,null,null,null,null,null,null,null,null,null,null,null,null,null,null,null,0,null,null,null,null,0,null,null,null,null,null,0,null,null,null,null,0]
[null,8,null,null,null,null,null,null,null,null,null,null,null,null,null,null,null,null,null,null,null,null,null,null,null,null,null,null,null,null,null,null,null,null,null,null,null,null,null,null,"",null,null,null,null,null,null,null,null,null,null,null,null,null,null,null,null,null,null,null,null,null,null,0,null,null,null,null,0,null,null,null,null,null,0,null,null,null,null,0]
[null,9,null,null,null,null,null,null,null,null,null,null,null,null,null,null,null,null,null,null,null,null,null,null,null,null,null,null,null,null,null,null,null,null,null,null,null,null,null,null,"",null,null,null,null,null,null,null,null,null,null,null,null,null,null,null,null,null,null,null,null,null,null,0,null,null,null,null,0,null,null,null,null,null,0,null,null,null,null,0]
[null,10,null,null,null,null,null,null,null,null,null,null,null,null,null,null,null,null,null,null,null,null,null,null,null,null,null,null,null,null,null,null,null,null,null,null,null,null,null,null,"",null,null,null,null,null,null,null,null,null,null,null,null,null,null,null,null,null,null,null,null,null,null,0,null,null,null,null,0,null,null,null,null,null,0,null,null,null,null,0]
[null,11,null,null,null,null,null,null,null,null,null,null,null,null,null,null,null,null,null,null,null,null,null,null,null,null,null,null,null,null,null,null,null,null,null,null,null,null,null,null,"",null,null,null,null,null,null,null,null,null,null,null,null,null,null,null,null,null,null,null,null,null,null,0,null,null,null,null,0,null,null,null,null,null,0,null,null,null,null,0]
[null,12,null,null,null,null,null,null,null,null,null,null,null,null,null,null,null,null,null,null,null,null,null,null,null,null,null,null,null,null,null,null,null,null,null,null,null,null,null,null,"",null,null,null,null,null,null,null,null,null,null,null,null,null,null,null,null,null,null,null,null,null,null,0,null,null,null,null,0,null,null,null,null,null,0,null,null,null,null,0]
[null,13,null,null,null,null,null,null,null,null,null,null,null,null,null,null,null,null,null,null,null,null,null,null,null,null,null,null,null,null,null,null,null,null,null,null,null,null,null,null,"",null,null,null,null,null,null,null,null,null,null,null,null,null,null,null,null,null,null,null,null,null,null,0,null,null,null,null,0,null,null,null,null,null,0,null,null,null,null,0]
[null,14,null,null,null,null,null,null,null,null,null,null,null,null,null,null,null,null,null,null,null,null,null,null,null,null,null,null,null,null,null,null,null,null,null,null,null,null,null,null,"",null,null,null,null,null,null,null,null,null,null,null,null,null,null,null,null,null,null,null,null,null,null,0,null,null,null,null,0,null,null,null,null,null,0,null,null,null,null,0]
[null,15,null,null,null,null,null,null,null,null,null,null,null,null,null,null,null,null,null,null,null,null,null,null,null,null,null,null,null,null,null,null,null,null,null,null,null,null,null,null,"",null,null,null,null,null,null,null,null,null,null,null,null,null,null,null,null,null,null,null,null,null,null,0,null,null,null,null,0,null,null,null,null,null,0,null,null,null,null,0]
[null,16,null,null,null,null,null,null,null,null,null,null,null,null,null,null,null,null,null,null,null,null,null,null,null,null,null,null,null,null,null,null,null,null,null,null,null,null,null,null,"",null,null,null,null,null,null,null,null,null,null,null,null,null,null,null,null,null,null,null,null,null,null,0,null,null,null,null,0,null,null,null,null,null,0,null,null,null,null,0]
[null,17,null,null,null,null,null,null,null,null,null,null,null,null,null,null,null,null,null,null,null,null,null,null,null,null,null,null,null,null,null,null,null,null,null,null,null,null,null,null,"",null,null,null,null,null,null,null,null,null,null,null,null,null,null,null,null,null,null,null,null,null,null,0,null,null,null,null,0,null,null,null,null,null,0,null,null,null,null,0]
[null,18,null,null,null,null,null,null,null,null,null,null,null,null,null,null,null,null,null,null,null,null,null,null,null,null,null,null,null,null,null,null,null,null,null,null,null,null,null,null,"",null,null,null,null,null,null,null,null,null,null,null,null,null,null,null,null,null,null,null,null,null,null,0,null,null,null,null,0,null,null,null,null,null,0,null,null,null,null,0]
[null,19,null,null,null,null,null,null,null,null,null,null,null,null,null,null,null,null,null,null,null,null,null,null,null,null,null,null,null,null,null,null,null,null,null,null,null,null,null,null,"",null,null,null,null,null,null,null,null,null,null,null,null,null,null,null,null,null,null,null,null,null,null,0,null,null,null,null,0,null,null,null,null,null,0,null,null,null,null,0]
[null,20,null,null,null,null,null,null,null,null,null,null,null,null,null,null,null,null,null,null,null,null,null,null,null,null,null,null,null,null,null,null,null,null,null,null,null,null,null,null,"",null,null,null,null,null,null,null,null,null,null,null,null,null,null,null,null,null,null,null,null,null,null,0,null,null,null,null,0,null,null,null,null,null,0,null,null,null,null,0]

{"sheet":"13","index":14,"n_rows":58,"n_cols":80,"rows_kept":58,"cut":false,"hidden":false,"merged":[[4,49,5,63],[4,64,4,73],[4,74,4,83],[5,29,5,38],[5,39,5,48],[5,64,5,73],[5,74,5,83],[1,1,1,10],[1,11,1,44],[1,45,1,65],[1,66,1,75],[1,76,1,83],[3,1,5,12],[3,14,3,83],[4,14,5,28],[4,29,4,38],[4,39,4,48],[7,1,7,61],[7,63,7,72],[7,74,7,83],[8,1,8,33],[8,34,8,39],[8,40,8,45],[8,46,8,51],[8,52,8,61],[8,63,8,67],[8,68,8,72],[8,74,8,78],[8,79,8,83],[9,1,9,33],[9,34,9,39],[9,40,9,45],[9,46,9,51],[9,52,9,61],[9,63,9,67],[9,68,9,72],[9,74,9,78],[9,79,9,83],[14,47,14,51],[14,52,14,61],[11,1,11,61],[11,63,11,72],[11,74,11,83],[12,1,13,2],[12,3,13,23],[12,24,13,28],[12,29,13,32],[12,33,12,61],[12,63,12,67],[12,68,12,72],[12,74,12,78],[12,79,12,83],[13,33,13,38],[13,39,13,42],[13,43,13,46],[13,47,13,51],[13,52,13,61],[13,63,13,67],[13,68,13,72],[13,74,13,78],[13,79,13,83],[15,39,15,42],[15,43,15,46],[15,47,15,51],[14,63,14,67],[14,68,14,72],[14,74,14,78],[14,79,14,83],[15,1,15,2],[15,3,15,23],[15,24,15,28],[15,29,15,32],[15,33,15,38],[15,74,15,78],[15,79,15,83],[15,52,15,61],[15,63,15,67],[15,68,15,72],[14,1,14,2],[14,3,14,23],[14,24,14,28],[14,29,14,32],[14,33,14,38],[14,39,14,42],[14,43,14,46],[16,79,16,83],[17,1,17,2],[17,3,17,23],[17,24,17,28],[17,29,17,32],[17,33,17,38],[17,74,17,78],[17,79,17,83],[17,52,17,61],[17,63,17,67],[17,68,17,72],[16,1,16,2],[16,3,16,23],[16,24,16,28],[16,29,16,32],[16,33,16,38],[16,39,16,42],[16,43,16,46],[16,47,16,51],[18,43,18,46],[18,47,18,51],[17,39,17,42],[17,43,17,46],[17,47,17,51],[16,52,16,61],[16,63,16,67],[16,68,16,72],[16,74,16,78],[19,39,19,42],[19,43,19,46],[19,47,19,51],[18,52,18,61],[18,63,18,67],[18,68,18,72],[18,74,18,78],[18,79,18,83],[19,1,19,2],[19,3,19,23],[19,24,19,28],[19,29,19,32],[19,33,19,38],[19,74,19,78],[19,79,19,83],[19,52,19,61],[19,63,19,67],[19,68,19,72],[18,1,18,2],[18,3,18,23],[18,24,18,28],[18,29,18,32],[18,33,18,38],[18,39,18,42],[20,79,20,83],[21,1,21,2],[21,3,21,23],[21,24,21,28],[21,29,21,32],[21,33,21,38],[21,74,21,78],[21,79,21,83],[21,52,21,61],[21,63,21,67],[21,68,21,72],[20,1,20,2],[20,3,20,23],[20,24,20,28],[20,29,20,32],[20,33,20,38],[20,39,20,42],[20,43,20,46],[20,47,20,51],[22,43,22,46],[22,47,22,51],[21,39,21,42],[21,43,21,46],[21,47,21,51],[20,52,20,61],[20,63,20,67],[20,68,20,72],[20,74,20,78],[23,39,23,42],[23,43,23,46],[23,47,23,51],[22,52,22,61],[22,63,22,67],[22,68,22,72],[22,74,22,78],[22,79,22,83],[23,1,23,2],[23,3,23,23],[23,24,23,28],[23,29,23,32],[23,33,23,38],[23,74,23,78],[23,79,23,83],[23,52,23,61],[23,63,23,67],[23,68,23,72],[22,1,22,2],[22,3,22,23],[22,24,22,28],[22,29,22,32],[22,33,22,38],[22,39,22,42],[24,79,24,83],[25,1,25,2],[25,3,25,23],[25,24,25,28],[25,29,25,32],[25,33,25,38],[25,74,25,78],[25,79,25,83],[25,52,25,61],[25,63,25,67],[25,68,25,72],[24,1,24,2],[24,3,24,23],[24,24,24,28],[24,29,24,32],[24,33,24,38],[24,39,24,42],[24,43,24,46],[24,47,24,51],[26,43,26,46],[26,47,26,51],[25,39,25,42],[25,43,25,46],[25,47,25,51],[24,52,24,61],[24,63,24,67],[24,68,24,72],[24,74,24,78],[27,39,27,42],[27,43,27,46],[27,47,27,51],[26,52,26,61],[26,63,26,67],[26,68,26,72],[26,74,26,78],[26,79,26,83],[27,1,27,2],[27,3,27,23],[27,24,27,28],[27,29,27,32],[27,33,27,38],[27,74,27,78],[27,79,27,83],[27,52,27,61],[27,63,27,67],[27,68,27,72],[26,1,26,2],[26,3,26,23],[26,24,26,28],[26,29,26,32],[26,33,26,38],[26,39,26,42],[28,79,28,83],[29,1,29,2],[29,3,29,23],[29,24,29,28],[29,29,29,32],[29,33,29,38],[29,74,29,78],[29,79,29,83],[29,52,29,61],[29,63,29,67],[29,68,29,72],[28,1,28,2],[28,3,28,23],[28,24,28,28],[28,29,28,32],[28,33,28,38],[28,39,28,42],[28,43,28,46],[28,47,28,51],[30,43,30,46],[30,47,30,51],[29,39,29,42],[29,43,29,46],[29,47,29,51],[28,52,28,61],[28,63,28,67],[28,68,28,72],[28,74,28,78],[31,39,31,42],[31,43,31,46],[31,47,31,51],[30,52,30,61],[30,63,30,67],[30,68,30,72],[30,74,30,78],[30,79,30,83],[31,1,31,2],[31,3,31,23],[31,24,31,28],[31,29,31,32],[31,33,31,38],[31,74,31,78],[31,79,31,83],[31,52,31,61],[31,63,31,67],[31,68,31,72],[30,1,30,2],[30,3,30,23],[30,24,30,28],[30,29,30,32],[30,33,30,38],[30,39,30,42],[32,52,32,61],[32,63,32,67],[32,68,32,72],[32,74,32,78],[32,79,32,83],[33,1,33,2],[33,3,33,23],[33,24,33,28],[33,29,33,32],[33,33,33,38],[33,74,33,78],[33,79,33,83],[32,1,32,2],[32,3,32,23],[32,24,32,28],[32,29,32,32],[32,33,32,38],[32,39,32,42],[32,43,32,46],[32,47,32,51],[33,39,33,42],[33,43,33,46],[33,47,33,51],[33,52,33,61],[33,63,33,67],[33,68,33,72],[36,63,36,67],[36,68,36,72],[36,74,36,78],[39,74,39,78],[39,79,39,83],[38,63,38,67],[38,68,38,72],[38,79,38,83],[39,68,39,72],[35,1,35,61],[35,63,35,72],[35,74,35,83],[36,1,37,2],[36,3,37,23],[36,24,37,28],[36,29,37,32],[36,33,36,61],[36,79,36,83],[37,33,37,39],[37,40,37,45],[37,46,37,51],[37,52,37,61],[37,63,37,67],[37,68,37,72],[37,74,37,78],[37,79,37,83],[38,1,38,2],[38,3,38,23],[38,24,38,28],[38,29,38,32],[38,33,38,39],[38,40,38,45],[38,46,38,51],[38,52,38,61],[38,74,38,78],[40,46,40,51],[40,52,40,61],[40,63,40,67],[40,68,40,72],[40,74,40,78],[40,79,40,83],[40,1,40,2],[40,3,40,23],[40,24,40,28],[40,29,40,32],[40,33,40,39],[40,40,40,45],[39,1,39,2],[39,3,39,23],[39,24,39,28],[39,29,39,32],[39,33,39,39],[39,40,39,45],[39,46,39,51],[39,52,39,61],[39,63,39,67],[41,46,41,51],[41,52,41,61],[41,63,41,67],[41,68,41,72],[41,74,41,78],[41,79,41,83],[41,1,41,2],[41,3,41,23],[41,24,41,28],[41,29,41,32],[41,33,41,39],[41,40,41,45],[42,46,42,51],[42,52,42,61],[42,63,42,67],[42,68,42,72],[42,74,42,78],[42,79,42,83],[42,1,42,2],[42,3,42,23],[42,24,42,28],[42,29,42,32],[42,33,42,39],[42,40,42,45],[43,46,43,51],[43,52,43,61],[43,63,43,67],[43,68,43,72],[43,74,43,78],[43,79,43,83],[43,1,43,2],[43,3,43,23],[43,24,43,28],[43,29,43,32],[43,33,43,39],[43,40,43,45],[44,46,44,51],[44,52,44,61],[44,63,44,67],[44,68,44,72],[44,74,44,78],[44,79,44,83],[44,1,44,2],[44,3,44,23],[44,24,44,28],[44,29,44,32],[44,33,44,39],[44,40,44,45],[45,46,45,51],[45,52,45,61],[45,63,45,67],[45,68,45,72],[45,74,45,78],[45,79,45,83],[45,1,45,2],[45,3,45,23],[45,24,45,28],[45,29,45,32],[45,33,45,39],[45,40,45,45],[46,46,46,51],[46,52,46,61],[46,63,46,67],[46,68,46,72],[46,74,46,78],[46,79,46,83],[46,1,46,2],[46,3,46,23],[46,24,46,28],[46,29,46,32],[46,33,46,39],[46,40,46,45],[47,46,47,51],[47,52,47,61],[47,63,47,67],[47,68,47,72],[47,74,47,78],[47,79,47,83],[47,1,47,2],[47,3,47,23],[47,24,47,28],[47,29,47,32],[47,33,47,39],[47,40,47,45],[48,46,48,51],[48,52,48,61],[48,63,48,67],[48,68,48,72],[48,74,48,78],[48,79,48,83],[48,1,48,2],[48,3,48,23],[48,24,48,28],[48,29,48,32],[48,33,48,39],[48,40,48,45],[49,46,49,51],[49,52,49,61],[49,63,49,67],[49,68,49,72],[49,74,49,78],[49,79,49,83],[49,1,49,2],[49,3,49,23],[49,24,49,28],[49,29,49,32],[49,33,49,39],[49,40,49,45],[50,46,50,51],[50,52,50,61],[50,63,50,67],[50,68,50,72],[50,74,50,78],[50,79,50,83],[50,1,50,2],[50,3,50,23],[50,24,50,28],[50,29,50,32],[50,33,50,39],[50,40,50,45],[51,46,51,51],[51,52,51,61],[51,63,51,67],[51,68,51,72],[51,74,51,78],[51,79,51,83],[51,1,51,2],[51,3,51,23],[51,24,51,28],[51,29,51,32],[51,33,51,39],[51,40,51,45],[52,46,52,51],[52,52,52,61],[52,63,52,67],[52,68,52,72],[52,74,52,78],[52,79,52,83],[52,1,52,2],[52,3,52,23],[52,24,52,28],[52,29,52,32],[52,33,52,39],[52,40,52,45],[53,46,53,51],[53,52,53,61],[53,63,53,67],[53,68,53,72],[53,74,53,78],[53,79,53,83],[53,1,53,2],[53,3,53,23],[53,24,53,28],[53,29,53,32],[53,33,53,39],[53,40,53,45],[54,46,54,51],[54,52,54,61],[54,63,54,67],[54,68,54,72],[54,74,54,78],[54,79,54,83],[54,1,54,2],[54,3,54,23],[54,24,54,28],[54,29,54,32],[54,33,54,39],[54,40,54,45],[55,46,55,51],[55,52,55,61],[55,63,55,67],[55,68,55,72],[55,74,55,78],[55,79,55,83],[55,1,55,2],[55,3,55,23],[55,24,55,28],[55,29,55,32],[55,33,55,39],[55,40,55,45],[56,46,56,51],[56,52,56,61],[56,63,56,67],[56,68,56,72],[56,74,56,78],[56,79,56,83],[56,1,56,2],[56,3,56,23],[56,24,56,28],[56,29,56,32],[56,33,56,39],[56,40,56,45],[57,46,57,51],[57,52,57,61],[57,63,57,67],[57,68,57,72],[57,74,57,78],[57,79,57,83],[57,1,57,2],[57,3,57,23],[57,24,57,28],[57,29,57,32],[57,33,57,39],[57,40,57,45]]}
[]
[null,null,null,null,null,null,null,null,null,null,null,"Calcul de la dépréciation de la résistance thermique effective ",null,null,null,null,null,null,null,null,null,null,null,null,null,null,null,null,null,null,null,null,null,null,null,null,null,null,null,null,null,null,null,null,null,"Ensemble opaque hors sol",null,null,null,null,null,null,null,null,null,null,null,null,null,null,null,null,null,null,null,null,13,null,null,null,null,null,null,null,null,null,{"$f":"Version","v":"Version R01"}]
[]
[null,"Résultats →",null,null,null,null,null,null,null,null,null,null,null,null,"Flux thermique total et Résistance thermique effective dépréciée des bâtiments"]
[null,null,null,null,null,null,null,null,null,null,null,null,null,null,"Bâtiment\nPROPOSÉ",null,null,null,null,null,null,null,null,null,null,null,null,null,null," Σ Flux (W / K)",null,null,null,null,null,null,null,null,null,{"$f":"IFERROR(BL10+BQ13+BQ37,0)","v":0},null,null,null,null,null,null,null,null,null,"Bâtiment\nRÉFÉRENCE",null,null,null,null,null,null,null,null,null,null,null,null,null,null," Σ Flux (W / K)",null,null,null,null,null,null,null,null,null,{"$f":"IFERROR(BW10+CB13+CB37,0)","v":0}]
[null,null,null,null,null,null,null,null,null,null,null,null,null,null,null,null,null,null,null,null,null,null,null,null,null,null,null,null,null,"RSIED (m² · K / W)",null,null,null,null,null,null,null,null,null,{"$f":"IFERROR($AO$10/AN5,0)","v":0},null,null,null,null,null,null,null,null,null,null,null,null,null,null,null,null,null,null,null,null,null,null,null,null,"RSIED (m² · K / W)",null,null,null,null,null,null,null,null,null,{"$f":"IFERROR($AO$10/BW5,0)","v":0}]
[]
[null,"1 - Ensemble opaque hors sol",null,null,null,null,null,null,null,null,null,null,null,null,null,null,null,null,null,null,null,null,null,null,null,null,null,null,null,null,null,null,null,null,null,null,null,null,null,null,null,null,null,null,null,null,null,null,null,null,null,null,null,null,null,null,null,null,null,null,null,null,null,"Bâtiment PROPOSÉ",null,null,null,null,null,null,null,null,null,null,"Bâtiment RÉFÉRENCE"]
[null,"Nom de l'ensemble opaque hors sol",null,null,null,null,null,null,null,null,null,null,null,null,null,null,null,null,null,null,null,null,null,null,null,null,null,null,null,null,null,null,null,null,"Type\nd'ensemble",null,null,null,null,null,"Aire\n(m2)",null,null,null,null,null,"RSIE\n(m² · K / W)",null,null,null,null,null,"Référence",null,null,null,null,null,null,null,null,null,null,"Flux thermique\n(W / K)",null,null,null,null,"Pourcentage\n(%)",null,null,null,null,null,"Flux thermique\n(W / K)",null,null,null,null,"Pourcentage\n(%)"]
[null,{"$f":"INDEX(Vecteur_Nom_Ensemble_Opaque,BO2)","v":0},null,null,null,null,null,null,null,null,null,null,null,null,null,null,null,null,null,null,null,null,null,null,null,null,null,null,null,null,null,null,null,null,{"$f":"INDEX(Vecteur_Type_Ensemble,BO2)","v":0},null,null,null,null,null,{"$f":"INDEX(Vecteur_Aire_Ensemble,BO2)","v":0},null,null,null,null,null,{"$f":"INDEX(Vecteur_Résistance_Thermique_Effective_Proposé,BO2)","v":0},null,null,null,null,null,null,null,null,null,null,null,null,null,null,null,null,{"$f":"IFERROR(AO10/AU10,0)","v":0},null,null,null,null,{"$f":"IFERROR(BL10/$AN$5,0)","v":0},null,null,null,null,null,{"$f":"IFERROR(AO10/INDEX(Vecteur_Résistance_Thermique_Effective_Référence,BO2),0)","v":0},null,null,null,null,{"$f":"IFERROR(BW10/$BW$5,0)","v":0}]
[]
[null,"2 - Jonctions linéaires",null,null,null,null,null,null,null,null,null,null,null,null,null,null,null,null,null,null,null,null,null,null,null,null,null,null,null,null,null,null,null,null,null,null,null,null,null,null,null,null,null,null,null,null,null,null,null,null,null,null,null,null,null,null,null,null,null,null,null,null,null,"Bâtiment PROPOSÉ",null,null,null,null,null,null,null,null,null,null,"Bâtiment RÉFÉRENCE"]
[null,"Item",null,"Nom de la jonction linéraire",null,null,null,null,null,null,null,null,null,null,null,null,null,null,null,null,null,null,null,null,"Type de\njonction",null,null,null,null,"Longueur\n(m)",null,null,null,"Coefficient Ψ\n(W / m · K)",null,null,null,null,null,null,null,null,null,null,null,null,null,null,null,null,null,null,null,null,null,null,null,null,null,null,null,null,null," Σ Flux (W / K)",null,null,null,null,{"$f":"SUM(BL15:BL34)","v":0},null,null,null,null,null," Σ Flux (W / K)",null,null,null,null,{"$f":"SUM(BW15:BW34)","v":0}]
[null,null,null,null,null,null,null,null,null,null,null,null,null,null,null,null,null,null,null,null,null,null,null,null,null,null,null,null,null,null,null,null,null,"Conformité aux\nexigences prescriptives",null,null,null,null,null," Ψ\ngénérique",null,null,null," Ψ\nspécifique",null,null,null,"Pourcentage\nappliqué (%)",null,null,null,null,"Référence",null,null,null,null,null,null,null,null,null,null,"Flux thermique\n(W / K)",null,null,null,null,"Pourcentage\n(%)",null,null,null,null,null,"Flux thermique\n(W / K)",null,null,null,null,"Pourcentage\n(%)"]
[null,1,null,null,null,null,null,null,null,null,null,null,null,null,null,null,null,null,null,null,null,null,null,null,null,null,null,null,null,null,null,null,null,null,null,null,null,null,null,{"$f":"IF(AND(Y15<>\"\",AH15=\"Oui\"),VLOOKUP(Y15,Tableau_Coefficients_Linéaires,2,0),IF(AND(Y15<>\"\",AH15=\"Non\"),VLOOKUP(Y15,Tableau_Coefficients_Linéaires,3,0),\"\"))","v":""},null,null,null,null,null,null,null,null,null,null,null,null,null,null,null,null,null,null,null,null,null,null,null,{"$f":"IF(AND(Y15<>\"\",AD15<>\"\",AH15<>\"\"),IF(AND(AN15<>\"\",AV15<>\"\"),AD15*AN15*AV15/100,IF(AND(AR15<>\"\",AV15<>\"\"),AD15*AR15*AV15/100,\"\")),0)","v":0},null,null,null,null,{"$f":"IFERROR(BL15/$AN$5,0)","v":0},null,null,null,null,null,{"$f":"IF(AND(Y15<>\"\",AD15<>\"\"),AD15*VLOOKUP(Y15,Tableau_Coefficients_Linéaires,2,0)*AV15/100,0)","v":0},null,null,null,null,{"$f":"IFERROR(BW15/$BW$5,0)","v":0}]
[null,2,null,null,null,null,null,null,null,null,null,null,null,null,null,null,null,null,null,null,null,null,null,null,null,null,null,null,null,null,null,null,null,null,null,null,null,null,null,"",null,null,null,null,null,null,null,null,null,null,null,null,null,null,null,null,null,null,null,null,null,null,null,0,null,null,null,null,0,null,null,null,null,null,0,null,null,null,null,0]
[null,3,null,null,null,null,null,null,null,null,null,null,null,null,null,null,null,null,null,null,null,null,null,null,null,null,null,null,null,null,null,null,null,null,null,null,null,null,null,"",null,null,null,null,null,null,null,null,null,null,null,null,null,null,null,null,null,null,null,null,null,null,null,0,null,null,null,null,0,null,null,null,null,null,0,null,null,null,null,0]
[null,4,null,null,null,null,null,null,null,null,null,null,null,null,null,null,null,null,null,null,null,null,null,null,null,null,null,null,null,null,null,null,null,null,null,null,null,null,null,"",null,null,null,null,null,null,null,null,null,null,null,null,null,null,null,null,null,null,null,null,null,null,null,0,null,null,null,null,0,null,null,null,null,null,0,null,null,null,null,0]
[null,5,null,null,null,null,null,null,null,null,null,null,null,null,null,null,null,null,null,null,null,null,null,null,null,null,null,null,null,null,null,null,null,null,null,null,null,null,null,"",null,null,null,null,null,null,null,null,null,null,null,null,null,null,null,null,null,null,null,null,null,null,null,0,null,null,null,null,0,null,null,null,null,null,0,null,null,null,null,0]
[null,6,null,null,null,null,null,null,null,null,null,null,null,null,null,null,null,null,null,null,null,null,null,null,null,null,null,null,null,null,null,null,null,null,null,null,null,null,null,"",null,null,null,null,null,null,null,null,null,null,null,null,null,null,null,null,null,null,null,null,null,null,null,0,null,null,null,null,0,null,null,null,null,null,0,null,null,null,null,0]
[null,7,null,null,null,null,null,null,null,null,null,null,null,null,null,null,null,null,null,null,null,null,null,null,null,null,null,null,null,null,null,null,null,null,null,null,null,null,null,"",null,null,null,null,null,null,null,null,null,null,null,null,null,null,null,null,null,null,null,null,null,null,null,0,null,null,null,null,0,null,null,null,null,null,0,null,null,null,null,0]
[null,8,null,null,null,null,null,null,null,null,null,null,null,null,null,null,null,null,null,null,null,null,null,null,null,null,null,null,null,null,null,null,null,null,null,null,null,null,null,"",null,null,null,null,null,null,null,null,null,null,null,null,null,null,null,null,null,null,null,null,null,null,null,0,null,null,null,null,0,null,null,null,null,null,0,null,null,null,null,0]
[null,9,null,null,null,null,null,null,null,null,null,null,null,null,null,null,null,null,null,null,null,null,null,null,null,null,null,null,null,null,null,null,null,null,null,null,null,null,null,"",null,null,null,null,null,null,null,null,null,null,null,null,null,null,null,null,null,null,null,null,null,null,null,0,null,null,null,null,0,null,null,null,null,null,0,null,null,null,null,0]
[null,10,null,null,null,null,null,null,null,null,null,null,null,null,null,null,null,null,null,null,null,null,null,null,null,null,null,null,null,null,null,null,null,null,null,null,null,null,null,"",null,null,null,null,null,null,null,null,null,null,null,null,null,null,null,null,null,null,null,null,null,null,null,0,null,null,null,null,0,null,null,null,null,null,0,null,null,null,null,0]
[null,11,null,null,null,null,null,null,null,null,null,null,null,null,null,null,null,null,null,null,null,null,null,null,null,null,null,null,null,null,null,null,null,null,null,null,null,null,null,"",null,null,null,null,null,null,null,null,null,null,null,null,null,null,null,null,null,null,null,null,null,null,null,0,null,null,null,null,0,null,null,null,null,null,0,null,null,null,null,0]
[null,12,null,null,null,null,null,null,null,null,null,null,null,null,null,null,null,null,null,null,null,null,null,null,null,null,null,null,null,null,null,null,null,null,null,null,null,null,null,"",null,null,null,null,null,null,null,null,null,null,null,null,null,null,null,null,null,null,null,null,null,null,null,0,null,null,null,null,0,null,null,null,null,null,0,null,null,null,null,0]
[null,13,null,null,null,null,null,null,null,null,null,null,null,null,null,null,null,null,null,null,null,null,null,null,null,null,null,null,null,null,null,null,null,null,null,null,null,null,null,"",null,null,null,null,null,null,null,null,null,null,null,null,null,null,null,null,null,null,null,null,null,null,null,0,null,null,null,null,0,null,null,null,null,null,0,null,null,null,null,0]
[null,14,null,null,null,null,null,null,null,null,null,null,null,null,null,null,null,null,null,null,null,null,null,null,null,null,null,null,null,null,null,null,null,null,null,null,null,null,null,"",null,null,null,null,null,null,null,null,null,null,null,null,null,null,null,null,null,null,null,null,null,null,null,0,null,null,null,null,0,null,null,null,null,null,0,null,null,null,null,0]
[null,15,null,null,null,null,null,null,null,null,null,null,null,null,null,null,null,null,null,null,null,null,null,null,null,null,null,null,null,null,null,null,null,null,null,null,null,null,null,"",null,null,null,null,null,null,null,null,null,null,null,null,null,null,null,null,null,null,null,null,null,null,null,0,null,null,null,null,0,null,null,null,null,null,0,null,null,null,null,0]
[null,16,null,null,null,null,null,null,null,null,null,null,null,null,null,null,null,null,null,null,null,null,null,null,null,null,null,null,null,null,null,null,null,null,null,null,null,null,null,"",null,null,null,null,null,null,null,null,null,null,null,null,null,null,null,null,null,null,null,null,null,null,null,0,null,null,null,null,0,null,null,null,null,null,0,null,null,null,null,0]
[null,17,null,null,null,null,null,null,null,null,null,null,null,null,null,null,null,null,null,null,null,null,null,null,null,null,null,null,null,null,null,null,null,null,null,null,null,null,null,"",null,null,null,null,null,null,null,null,null,null,null,null,null,null,null,null,null,null,null,null,null,null,null,0,null,null,null,null,0,null,null,null,null,null,0,null,null,null,null,0]
[null,18,null,null,null,null,null,null,null,null,null,null,null,null,null,null,null,null,null,null,null,null,null,null,null,null,null,null,null,null,null,null,null,null,null,null,null,null,null,"",null,null,null,null,null,null,null,null,null,null,null,null,null,null,null,null,null,null,null,null,null,null,null,0,null,null,null,null,0,null,null,null,null,null,0,null,null,null,null,0]
[null,19,null,null,null,null,null,null,null,null,null,null,null,null,null,null,null,null,null,null,null,null,null,null,null,null,null,null,null,null,null,null,null,null,null,null,null,null,null,"",null,null,null,null,null,null,null,null,null,null,null,null,null,null,null,null,null,null,null,null,null,null,null,0,null,null,null,null,0,null,null,null,null,null,0,null,null,null,null,0]
[null,20,null,null,null,null,null,null,null,null,null,null,null,null,null,null,null,null,null,null,null,null,null,null,null,null,null,null,null,null,null,null,null,null,null,null,null,null,null,"",null,null,null,null,null,null,null,null,null,null,null,null,null,null,null,null,null,null,null,null,null,null,null,0,null,null,null,null,0,null,null,null,null,null,0,null,null,null,null,0]
[]
[null,"3 - Pénétrations ponctuelles",null,null,null,null,null,null,null,null,null,null,null,null,null,null,null,null,null,null,null,null,null,null,null,null,null,null,null,null,null,null,null,null,null,null,null,null,null,null,null,null,null,null,null,null,null,null,null,null,null,null,null,null,null,null,null,null,null,null,null,null,null,"Bâtiment PROPOSÉ",null,null,null,null,null,null,null,null,null,null,"Bâtiment RÉFÉRENCE"]
[null,"Item",null,"Nom de la pénétration ponctuelle",null,null,null,null,null,null,null,null,null,null,null,null,null,null,null,null,null,null,null,null,"Type de\npénétration",null,null,null,null,"Quantité",null,null,null,"Coefficient Ӽ\n(W / m · K)",null,null,null,null,null,null,null,null,null,null,null,null,null,null,null,null,null,null,null,null,null,null,null,null,null,null,null,null,null," Σ Flux (W / K)",null,null,null,null,{"$f":"SUM(BL39:BL58)","v":0},null,null,null,null,null," Σ Flux (W / K)",null,null,null,null,{"$f":"SUM(BW39:BW58)","v":0}]
[null,null,null,null,null,null,null,null,null,null,null,null,null,null,null,null,null,null,null,null,null,null,null,null,null,null,null,null,null,null,null,null,null,"Conformité aux\nexigences prescriptives",null,null,null,null,null,null," Ӽ\ngénérique",null,null,null,null,null," Ӽ\nspécifique",null,null,null,null,null,"Référence",null,null,null,null,null,null,null,null,null,null,"Flux thermique\n(W / K)",null,null,null,null,"Pourcentage\n(%)",null,null,null,null,null,"Flux thermique\n(W / K)",null,null,null,null,"Pourcentage\n(%)"]
[null,1,null,null,null,null,null,null,null,null,null,null,null,null,null,null,null,null,null,null,null,null,null,null,null,null,null,null,null,null,null,null,null,null,null,null,null,null,null,null,{"$f":"IF(AND(Y39<>\"\",AH39=\"Oui\"),VLOOKUP(Y39,Tableau_Pénétration_Ponctuelle,2,0),IF(AND(Y39<>\"\",AH39=\"Non\"),VLOOKUP(Y39,Tableau_Pénétration_Ponctuelle,3,0),\"\"))","v":""},null,null,null,null,null,null,null,null,null,null,null,null,null,null,null,null,null,null,null,null,null,null,{"$f":"IF(AND(Y39<>\"\",AD39<>\"\",AH39<>\"\"),IF(AO39<>\"\",AD39*AO39,IF(AU39<>\"\",AD39*AU39,\"\")),0)","v":0},null,null,null,null,{"$f":"IFERROR(BL39/$AN$5,0)","v":0},null,null,null,null,null,{"$f":"IF(AND(Y39<>\"\",AD39<>\"\"),AD39*VLOOKUP(Y39,Tableau_Pénétration_Ponctuelle,2,0),0)","v":0},null,null,null,null,{"$f":"IFERROR(BW39/$BW$5,0)","v":0}]
[null,2,null,null,null,null,null,null,null,null,null,null,null,null,null,null,null,null,null,null,null,null,null,null,null,null,null,null,null,null,null,null,null,null,null,null,null,null,null,null,"",null,null,null,null,null,null,null,null,null,null,null,null,null,null,null,null,null,null,null,null,null,null,0,null,null,null,null,0,null,null,null,null,null,0,null,null,null,null,0]
[null,3,null,null,null,null,null,null,null,null,null,null,null,null,null,null,null,null,null,null,null,null,null,null,null,null,null,null,null,null,null,null,null,null,null,null,null,null,null,null,"",null,null,null,null,null,null,null,null,null,null,null,null,null,null,null,null,null,null,null,null,null,null,0,null,null,null,null,0,null,null,null,null,null,0,null,null,null,null,0]
[null,4,null,null,null,null,null,null,null,null,null,null,null,null,null,null,null,null,null,null,null,null,null,null,null,null,null,null,null,null,null,null,null,null,null,null,null,null,null,null,"",null,null,null,null,null,null,null,null,null,null,null,null,null,null,null,null,null,null,null,null,null,null,0,null,null,null,null,0,null,null,null,null,null,0,null,null,null,null,0]
[null,5,null,null,null,null,null,null,null,null,null,null,null,null,null,null,null,null,null,null,null,null,null,null,null,null,null,null,null,null,null,null,null,null,null,null,null,null,null,null,"",null,null,null,null,null,null,null,null,null,null,null,null,null,null,null,null,null,null,null,null,null,null,0,null,null,null,null,0,null,null,null,null,null,0,null,null,null,null,0]
[null,6,null,null,null,null,null,null,null,null,null,null,null,null,null,null,null,null,null,null,null,null,null,null,null,null,null,null,null,null,null,null,null,null,null,null,null,null,null,null,"",null,null,null,null,null,null,null,null,null,null,null,null,null,null,null,null,null,null,null,null,null,null,0,null,null,null,null,0,null,null,null,null,null,0,null,null,null,null,0]
[null,7,null,null,null,null,null,null,null,null,null,null,null,null,null,null,null,null,null,null,null,null,null,null,null,null,null,null,null,null,null,null,null,null,null,null,null,null,null,null,"",null,null,null,null,null,null,null,null,null,null,null,null,null,null,null,null,null,null,null,null,null,null,0,null,null,null,null,0,null,null,null,null,null,0,null,null,null,null,0]
[null,8,null,null,null,null,null,null,null,null,null,null,null,null,null,null,null,null,null,null,null,null,null,null,null,null,null,null,null,null,null,null,null,null,null,null,null,null,null,null,"",null,null,null,null,null,null,null,null,null,null,null,null,null,null,null,null,null,null,null,null,null,null,0,null,null,null,null,0,null,null,null,null,null,0,null,null,null,null,0]
[null,9,null,null,null,null,null,null,null,null,null,null,null,null,null,null,null,null,null,null,null,null,null,null,null,null,null,null,null,null,null,null,null,null,null,null,null,null,null,null,"",null,null,null,null,null,null,null,null,null,null,null,null,null,null,null,null,null,null,null,null,null,null,0,null,null,null,null,0,null,null,null,null,null,0,null,null,null,null,0]
[null,10,null,null,null,null,null,null,null,null,null,null,null,null,null,null,null,null,null,null,null,null,null,null,null,null,null,null,null,null,null,null,null,null,null,null,null,null,null,null,"",null,null,null,null,null,null,null,null,null,null,null,null,null,null,null,null,null,null,null,null,null,null,0,null,null,null,null,0,null,null,null,null,null,0,null,null,null,null,0]
[null,11,null,null,null,null,null,null,null,null,null,null,null,null,null,null,null,null,null,null,null,null,null,null,null,null,null,null,null,null,null,null,null,null,null,null,null,null,null,null,"",null,null,null,null,null,null,null,null,null,null,null,null,null,null,null,null,null,null,null,null,null,null,0,null,null,null,null,0,null,null,null,null,null,0,null,null,null,null,0]
[null,12,null,null,null,null,null,null,null,null,null,null,null,null,null,null,null,null,null,null,null,null,null,null,null,null,null,null,null,null,null,null,null,null,null,null,null,null,null,null,"",null,null,null,null,null,null,null,null,null,null,null,null,null,null,null,null,null,null,null,null,null,null,0,null,null,null,null,0,null,null,null,null,null,0,null,null,null,null,0]
[null,13,null,null,null,null,null,null,null,null,null,null,null,null,null,null,null,null,null,null,null,null,null,null,null,null,null,null,null,null,null,null,null,null,null,null,null,null,null,null,"",null,null,null,null,null,null,null,null,null,null,null,null,null,null,null,null,null,null,null,null,null,null,0,null,null,null,null,0,null,null,null,null,null,0,null,null,null,null,0]
[null,14,null,null,null,null,null,null,null,null,null,null,null,null,null,null,null,null,null,null,null,null,null,null,null,null,null,null,null,null,null,null,null,null,null,null,null,null,null,null,"",null,null,null,null,null,null,null,null,null,null,null,null,null,null,null,null,null,null,null,null,null,null,0,null,null,null,null,0,null,null,null,null,null,0,null,null,null,null,0]
[null,15,null,null,null,null,null,null,null,null,null,null,null,null,null,null,null,null,null,null,null,null,null,null,null,null,null,null,null,null,null,null,null,null,null,null,null,null,null,null,"",null,null,null,null,null,null,null,null,null,null,null,null,null,null,null,null,null,null,null,null,null,null,0,null,null,null,null,0,null,null,null,null,null,0,null,null,null,null,0]
[null,16,null,null,null,null,null,null,null,null,null,null,null,null,null,null,null,null,null,null,null,null,null,null,null,null,null,null,null,null,null,null,null,null,null,null,null,null,null,null,"",null,null,null,null,null,null,null,null,null,null,null,null,null,null,null,null,null,null,null,null,null,null,0,null,null,null,null,0,null,null,null,null,null,0,null,null,null,null,0]
[null,17,null,null,null,null,null,null,null,null,null,null,null,null,null,null,null,null,null,null,null,null,null,null,null,null,null,null,null,null,null,null,null,null,null,null,null,null,null,null,"",null,null,null,null,null,null,null,null,null,null,null,null,null,null,null,null,null,null,null,null,null,null,0,null,null,null,null,0,null,null,null,null,null,0,null,null,null,null,0]
[null,18,null,null,null,null,null,null,null,null,null,null,null,null,null,null,null,null,null,null,null,null,null,null,null,null,null,null,null,null,null,null,null,null,null,null,null,null,null,null,"",null,null,null,null,null,null,null,null,null,null,null,null,null,null,null,null,null,null,null,null,null,null,0,null,null,null,null,0,null,null,null,null,null,0,null,null,null,null,0]
[null,19,null,null,null,null,null,null,null,null,null,null,null,null,null,null,null,null,null,null,null,null,null,null,null,null,null,null,null,null,null,null,null,null,null,null,null,null,null,null,"",null,null,null,null,null,null,null,null,null,null,null,null,null,null,null,null,null,null,null,null,null,null,0,null,null,null,null,0,null,null,null,null,null,0,null,null,null,null,0]
[null,20,null,null,null,null,null,null,null,null,null,null,null,null,null,null,null,null,null,null,null,null,null,null,null,null,null,null,null,null,null,null,null,null,null,null,null,null,null,null,"",null,null,null,null,null,null,null,null,null,null,null,null,null,null,null,null,null,null,null,null,null,null,0,null,null,null,null,0,null,null,null,null,null,0,null,null,null,null,0]

{"sheet":"14","index":15,"n_rows":58,"n_cols":80,"rows_kept":58,"cut":false,"hidden":false,"merged":[[4,49,5,63],[4,64,4,73],[4,74,4,83],[5,29,5,38],[5,39,5,48],[5,64,5,73],[5,74,5,83],[1,1,1,10],[1,11,1,44],[1,45,1,65],[1,66,1,75],[1,76,1,83],[3,1,5,12],[3,14,3,83],[4,14,5,28],[4,29,4,38],[4,39,4,48],[7,1,7,61],[7,63,7,72],[7,74,7,83],[8,1,8,33],[8,34,8,39],[8,40,8,45],[8,46,8,51],[8,52,8,61],[8,63,8,67],[8,68,8,72],[8,74,8,78],[8,79,8,83],[9,1,9,33],[9,34,9,39],[9,40,9,45],[9,46,9,51],[9,52,9,61],[9,63,9,67],[9,68,9,72],[9,74,9,78],[9,79,9,83],[14,47,14,51],[14,52,14,61],[11,1,11,61],[11,63,11,72],[11,74,11,83],[12,1,13,2],[12,3,13,23],[12,24,13,28],[12,29,13,32],[12,33,12,61],[12,63,12,67],[12,68,12,72],[12,74,12,78],[12,79,12,83],[13,33,13,38],[13,39,13,42],[13,43,13,46],[13,47,13,51],[13,52,13,61],[13,63,13,67],[13,68,13,72],[13,74,13,78],[13,79,13,83],[15,39,15,42],[15,43,15,46],[15,47,15,51],[14,63,14,67],[14,68,14,72],[14,74,14,78],[14,79,14,83],[15,1,15,2],[15,3,15,23],[15,24,15,28],[15,29,15,32],[15,33,15,38],[15,74,15,78],[15,79,15,83],[15,52,15,61],[15,63,15,67],[15,68,15,72],[14,1,14,2],[14,3,14,23],[14,24,14,28],[14,29,14,32],[14,33,14,38],[14,39,14,42],[14,43,14,46],[16,79,16,83],[17,1,17,2],[17,3,17,23],[17,24,17,28],[17,29,17,32],[17,33,17,38],[17,74,17,78],[17,79,17,83],[17,52,17,61],[17,63,17,67],[17,68,17,72],[16,1,16,2],[16,3,16,23],[16,24,16,28],[16,29,16,32],[16,33,16,38],[16,39,16,42],[16,43,16,46],[16,47,16,51],[18,43,18,46],[18,47,18,51],[17,39,17,42],[17,43,17,46],[17,47,17,51],[16,52,16,61],[16,63,16,67],[16,68,16,72],[16,74,16,78],[19,39,19,42],[19,43,19,46],[19,47,19,51],[18,52,18,61],[18,63,18,67],[18,68,18,72],[18,74,18,78],[18,79,18,83],[19,1,19,2],[19,3,19,23],[19,24,19,28],[19,29,19,32],[19,33,19,38],[19,74,19,78],[19,79,19,83],[19,52,19,61],[19,63,19,67],[19,68,19,72],[18,1,18,2],[18,3,18,23],[18,24,18,28],[18,29,18,32],[18,33,18,38],[18,39,18,42],[20,79,20,83],[21,1,21,2],[21,3,21,23],[21,24,21,28],[21,29,21,32],[21,33,21,38],[21,74,21,78],[21,79,21,83],[21,52,21,61],[21,63,21,67],[21,68,21,72],[20,1,20,2],[20,3,20,23],[20,24,20,28],[20,29,20,32],[20,33,20,38],[20,39,20,42],[20,43,20,46],[20,47,20,51],[22,43,22,46],[22,47,22,51],[21,39,21,42],[21,43,21,46],[21,47,21,51],[20,52,20,61],[20,63,20,67],[20,68,20,72],[20,74,20,78],[23,39,23,42],[23,43,23,46],[23,47,23,51],[22,52,22,61],[22,63,22,67],[22,68,22,72],[22,74,22,78],[22,79,22,83],[23,1,23,2],[23,3,23,23],[23,24,23,28],[23,29,23,32],[23,33,23,38],[23,74,23,78],[23,79,23,83],[23,52,23,61],[23,63,23,67],[23,68,23,72],[22,1,22,2],[22,3,22,23],[22,24,22,28],[22,29,22,32],[22,33,22,38],[22,39,22,42],[24,79,24,83],[25,1,25,2],[25,3,25,23],[25,24,25,28],[25,29,25,32],[25,33,25,38],[25,74,25,78],[25,79,25,83],[25,52,25,61],[25,63,25,67],[25,68,25,72],[24,1,24,2],[24,3,24,23],[24,24,24,28],[24,29,24,32],[24,33,24,38],[24,39,24,42],[24,43,24,46],[24,47,24,51],[26,43,26,46],[26,47,26,51],[25,39,25,42],[25,43,25,46],[25,47,25,51],[24,52,24,61],[24,63,24,67],[24,68,24,72],[24,74,24,78],[27,39,27,42],[27,43,27,46],[27,47,27,51],[26,52,26,61],[26,63,26,67],[26,68,26,72],[26,74,26,78],[26,79,26,83],[27,1,27,2],[27,3,27,23],[27,24,27,28],[27,29,27,32],[27,33,27,38],[27,74,27,78],[27,79,27,83],[27,52,27,61],[27,63,27,67],[27,68,27,72],[26,1,26,2],[26,3,26,23],[26,24,26,28],[26,29,26,32],[26,33,26,38],[26,39,26,42],[28,79,28,83],[29,1,29,2],[29,3,29,23],[29,24,29,28],[29,29,29,32],[29,33,29,38],[29,74,29,78],[29,79,29,83],[29,52,29,61],[29,63,29,67],[29,68,29,72],[28,1,28,2],[28,3,28,23],[28,24,28,28],[28,29,28,32],[28,33,28,38],[28,39,28,42],[28,43,28,46],[28,47,28,51],[30,43,30,46],[30,47,30,51],[29,39,29,42],[29,43,29,46],[29,47,29,51],[28,52,28,61],[28,63,28,67],[28,68,28,72],[28,74,28,78],[31,39,31,42],[31,43,31,46],[31,47,31,51],[30,52,30,61],[30,63,30,67],[30,68,30,72],[30,74,30,78],[30,79,30,83],[31,1,31,2],[31,3,31,23],[31,24,31,28],[31,29,31,32],[31,33,31,38],[31,74,31,78],[31,79,31,83],[31,52,31,61],[31,63,31,67],[31,68,31,72],[30,1,30,2],[30,3,30,23],[30,24,30,28],[30,29,30,32],[30,33,30,38],[30,39,30,42],[32,52,32,61],[32,63,32,67],[32,68,32,72],[32,74,32,78],[32,79,32,83],[33,1,33,2],[33,3,33,23],[33,24,33,28],[33,29,33,32],[33,33,33,38],[33,74,33,78],[33,79,33,83],[32,1,32,2],[32,3,32,23],[32,24,32,28],[32,29,32,32],[32,33,32,38],[32,39,32,42],[32,43,32,46],[32,47,32,51],[33,39,33,42],[33,43,33,46],[33,47,33,51],[33,52,33,61],[33,63,33,67],[33,68,33,72],[36,63,36,67],[36,68,36,72],[36,74,36,78],[39,74,39,78],[39,79,39,83],[38,63,38,67],[38,68,38,72],[38,79,38,83],[39,68,39,72],[35,1,35,61],[35,63,35,72],[35,74,35,83],[36,1,37,2],[36,3,37,23],[36,24,37,28],[36,29,37,32],[36,33,36,61],[36,79,36,83],[37,33,37,39],[37,40,37,45],[37,46,37,51],[37,52,37,61],[37,63,37,67],[37,68,37,72],[37,74,37,78],[37,79,37,83],[38,1,38,2],[38,3,38,23],[38,24,38,28],[38,29,38,32],[38,33,38,39],[38,40,38,45],[38,46,38,51],[38,52,38,61],[38,74,38,78],[40,46,40,51],[40,52,40,61],[40,63,40,67],[40,68,40,72],[40,74,40,78],[40,79,40,83],[40,1,40,2],[40,3,40,23],[40,24,40,28],[40,29,40,32],[40,33,40,39],[40,40,40,45],[39,1,39,2],[39,3,39,23],[39,24,39,28],[39,29,39,32],[39,33,39,39],[39,40,39,45],[39,46,39,51],[39,52,39,61],[39,63,39,67],[41,46,41,51],[41,52,41,61],[41,63,41,67],[41,68,41,72],[41,74,41,78],[41,79,41,83],[41,1,41,2],[41,3,41,23],[41,24,41,28],[41,29,41,32],[41,33,41,39],[41,40,41,45],[42,46,42,51],[42,52,42,61],[42,63,42,67],[42,68,42,72],[42,74,42,78],[42,79,42,83],[42,1,42,2],[42,3,42,23],[42,24,42,28],[42,29,42,32],[42,33,42,39],[42,40,42,45],[43,46,43,51],[43,52,43,61],[43,63,43,67],[43,68,43,72],[43,74,43,78],[43,79,43,83],[43,1,43,2],[43,3,43,23],[43,24,43,28],[43,29,43,32],[43,33,43,39],[43,40,43,45],[44,46,44,51],[44,52,44,61],[44,63,44,67],[44,68,44,72],[44,74,44,78],[44,79,44,83],[44,1,44,2],[44,3,44,23],[44,24,44,28],[44,29,44,32],[44,33,44,39],[44,40,44,45],[45,46,45,51],[45,52,45,61],[45,63,45,67],[45,68,45,72],[45,74,45,78],[45,79,45,83],[45,1,45,2],[45,3,45,23],[45,24,45,28],[45,29,45,32],[45,33,45,39],[45,40,45,45],[46,46,46,51],[46,52,46,61],[46,63,46,67],[46,68,46,72],[46,74,46,78],[46,79,46,83],[46,1,46,2],[46,3,46,23],[46,24,46,28],[46,29,46,32],[46,33,46,39],[46,40,46,45],[47,46,47,51],[47,52,47,61],[47,63,47,67],[47,68,47,72],[47,74,47,78],[47,79,47,83],[47,1,47,2],[47,3,47,23],[47,24,47,28],[47,29,47,32],[47,33,47,39],[47,40,47,45],[48,46,48,51],[48,52,48,61],[48,63,48,67],[48,68,48,72],[48,74,48,78],[48,79,48,83],[48,1,48,2],[48,3,48,23],[48,24,48,28],[48,29,48,32],[48,33,48,39],[48,40,48,45],[49,46,49,51],[49,52,49,61],[49,63,49,67],[49,68,49,72],[49,74,49,78],[49,79,49,83],[49,1,49,2],[49,3,49,23],[49,24,49,28],[49,29,49,32],[49,33,49,39],[49,40,49,45],[50,46,50,51],[50,52,50,61],[50,63,50,67],[50,68,50,72],[50,74,50,78],[50,79,50,83],[50,1,50,2],[50,3,50,23],[50,24,50,28],[50,29,50,32],[50,33,50,39],[50,40,50,45],[51,46,51,51],[51,52,51,61],[51,63,51,67],[51,68,51,72],[51,74,51,78],[51,79,51,83],[51,1,51,2],[51,3,51,23],[51,24,51,28],[51,29,51,32],[51,33,51,39],[51,40,51,45],[52,46,52,51],[52,52,52,61],[52,63,52,67],[52,68,52,72],[52,74,52,78],[52,79,52,83],[52,1,52,2],[52,3,52,23],[52,24,52,28],[52,29,52,32],[52,33,52,39],[52,40,52,45],[53,46,53,51],[53,52,53,61],[53,63,53,67],[53,68,53,72],[53,74,53,78],[53,79,53,83],[53,1,53,2],[53,3,53,23],[53,24,53,28],[53,29,53,32],[53,33,53,39],[53,40,53,45],[54,46,54,51],[54,52,54,61],[54,63,54,67],[54,68,54,72],[54,74,54,78],[54,79,54,83],[54,1,54,2],[54,3,54,23],[54,24,54,28],[54,29,54,32],[54,33,54,39],[54,40,54,45],[55,46,55,51],[55,52,55,61],[55,63,55,67],[55,68,55,72],[55,74,55,78],[55,79,55,83],[55,1,55,2],[55,3,55,23],[55,24,55,28],[55,29,55,32],[55,33,55,39],[55,40,55,45],[56,46,56,51],[56,52,56,61],[56,63,56,67],[56,68,56,72],[56,74,56,78],[56,79,56,83],[56,1,56,2],[56,3,56,23],[56,24,56,28],[56,29,56,32],[56,33,56,39],[56,40,56,45],[57,46,57,51],[57,52,57,61],[57,63,57,67],[57,68,57,72],[57,74,57,78],[57,79,57,83],[57,1,57,2],[57,3,57,23],[57,24,57,28],[57,29,57,32],[57,33,57,39],[57,40,57,45]]}
[]
[null,null,null,null,null,null,null,null,null,null,null,"Calcul de la dépréciation de la résistance thermique effective ",null,null,null,null,null,null,null,null,null,null,null,null,null,null,null,null,null,null,null,null,null,null,null,null,null,null,null,null,null,null,null,null,null,"Ensemble opaque hors sol",null,null,null,null,null,null,null,null,null,null,null,null,null,null,null,null,null,null,null,null,14,null,null,null,null,null,null,null,null,null,{"$f":"Version","v":"Version R01"}]
[]
[null,"Résultats →",null,null,null,null,null,null,null,null,null,null,null,null,"Flux thermique total et Résistance thermique effective dépréciée des bâtiments"]
[null,null,null,null,null,null,null,null,null,null,null,null,null,null,"Bâtiment\nPROPOSÉ",null,null,null,null,null,null,null,null,null,null,null,null,null,null," Σ Flux (W / K)",null,null,null,null,null,null,null,null,null,{"$f":"IFERROR(BL10+BQ13+BQ37,0)","v":0},null,null,null,null,null,null,null,null,null,"Bâtiment\nRÉFÉRENCE",null,null,null,null,null,null,null,null,null,null,null,null,null,null," Σ Flux (W / K)",null,null,null,null,null,null,null,null,null,{"$f":"IFERROR(BW10+CB13+CB37,0)","v":0}]
[null,null,null,null,null,null,null,null,null,null,null,null,null,null,null,null,null,null,null,null,null,null,null,null,null,null,null,null,null,"RSIED (m² · K / W)",null,null,null,null,null,null,null,null,null,{"$f":"IFERROR($AO$10/AN5,0)","v":0},null,null,null,null,null,null,null,null,null,null,null,null,null,null,null,null,null,null,null,null,null,null,null,null,"RSIED (m² · K / W)",null,null,null,null,null,null,null,null,null,{"$f":"IFERROR($AO$10/BW5,0)","v":0}]
[]
[null,"1 - Ensemble opaque hors sol",null,null,null,null,null,null,null,null,null,null,null,null,null,null,null,null,null,null,null,null,null,null,null,null,null,null,null,null,null,null,null,null,null,null,null,null,null,null,null,null,null,null,null,null,null,null,null,null,null,null,null,null,null,null,null,null,null,null,null,null,null,"Bâtiment PROPOSÉ",null,null,null,null,null,null,null,null,null,null,"Bâtiment RÉFÉRENCE"]
[null,"Nom de l'ensemble opaque hors sol",null,null,null,null,null,null,null,null,null,null,null,null,null,null,null,null,null,null,null,null,null,null,null,null,null,null,null,null,null,null,null,null,"Type\nd'ensemble",null,null,null,null,null,"Aire\n(m2)",null,null,null,null,null,"RSIE\n(m² · K / W)",null,null,null,null,null,"Référence",null,null,null,null,null,null,null,null,null,null,"Flux thermique\n(W / K)",null,null,null,null,"Pourcentage\n(%)",null,null,null,null,null,"Flux thermique\n(W / K)",null,null,null,null,"Pourcentage\n(%)"]
[null,{"$f":"INDEX(Vecteur_Nom_Ensemble_Opaque,BO2)","v":0},null,null,null,null,null,null,null,null,null,null,null,null,null,null,null,null,null,null,null,null,null,null,null,null,null,null,null,null,null,null,null,null,{"$f":"INDEX(Vecteur_Type_Ensemble,BO2)","v":0},null,null,null,null,null,{"$f":"INDEX(Vecteur_Aire_Ensemble,BO2)","v":0},null,null,null,null,null,{"$f":"INDEX(Vecteur_Résistance_Thermique_Effective_Proposé,BO2)","v":0},null,null,null,null,null,null,null,null,null,null,null,null,null,null,null,null,{"$f":"IFERROR(AO10/AU10,0)","v":0},null,null,null,null,{"$f":"IFERROR(BL10/$AN$5,0)","v":0},null,null,null,null,null,{"$f":"IFERROR(AO10/INDEX(Vecteur_Résistance_Thermique_Effective_Référence,BO2),0)","v":0},null,null,null,null,{"$f":"IFERROR(BW10/$BW$5,0)","v":0}]
[]
[null,"2 - Jonctions linéaires",null,null,null,null,null,null,null,null,null,null,null,null,null,null,null,null,null,null,null,null,null,null,null,null,null,null,null,null,null,null,null,null,null,null,null,null,null,null,null,null,null,null,null,null,null,null,null,null,null,null,null,null,null,null,null,null,null,null,null,null,null,"Bâtiment PROPOSÉ",null,null,null,null,null,null,null,null,null,null,"Bâtiment RÉFÉRENCE"]
[null,"Item",null,"Nom de la jonction linéraire",null,null,null,null,null,null,null,null,null,null,null,null,null,null,null,null,null,null,null,null,"Type de\njonction",null,null,null,null,"Longueur\n(m)",null,null,null,"Coefficient Ψ\n(W / m · K)",null,null,null,null,null,null,null,null,null,null,null,null,null,null,null,null,null,null,null,null,null,null,null,null,null,null,null,null,null," Σ Flux (W / K)",null,null,null,null,{"$f":"SUM(BL15:BL34)","v":0},null,null,null,null,null," Σ Flux (W / K)",null,null,null,null,{"$f":"SUM(BW15:BW34)","v":0}]
[null,null,null,null,null,null,null,null,null,null,null,null,null,null,null,null,null,null,null,null,null,null,null,null,null,null,null,null,null,null,null,null,null,"Conformité aux\nexigences prescriptives",null,null,null,null,null," Ψ\ngénérique",null,null,null," Ψ\nspécifique",null,null,null,"Pourcentage\nappliqué (%)",null,null,null,null,"Référence",null,null,null,null,null,null,null,null,null,null,"Flux thermique\n(W / K)",null,null,null,null,"Pourcentage\n(%)",null,null,null,null,null,"Flux thermique\n(W / K)",null,null,null,null,"Pourcentage\n(%)"]
[null,1,null,null,null,null,null,null,null,null,null,null,null,null,null,null,null,null,null,null,null,null,null,null,null,null,null,null,null,null,null,null,null,null,null,null,null,null,null,{"$f":"IF(AND(Y15<>\"\",AH15=\"Oui\"),VLOOKUP(Y15,Tableau_Coefficients_Linéaires,2,0),IF(AND(Y15<>\"\",AH15=\"Non\"),VLOOKUP(Y15,Tableau_Coefficients_Linéaires,3,0),\"\"))","v":""},null,null,null,null,null,null,null,null,null,null,null,null,null,null,null,null,null,null,null,null,null,null,null,{"$f":"IF(AND(Y15<>\"\",AD15<>\"\",AH15<>\"\"),IF(AND(AN15<>\"\",AV15<>\"\"),AD15*AN15*AV15/100,IF(AND(AR15<>\"\",AV15<>\"\"),AD15*AR15*AV15/100,\"\")),0)","v":0},null,null,null,null,{"$f":"IFERROR(BL15/$AN$5,0)","v":0},null,null,null,null,null,{"$f":"IF(AND(Y15<>\"\",AD15<>\"\"),AD15*VLOOKUP(Y15,Tableau_Coefficients_Linéaires,2,0)*AV15/100,0)","v":0},null,null,null,null,{"$f":"IFERROR(BW15/$BW$5,0)","v":0}]
[null,2,null,null,null,null,null,null,null,null,null,null,null,null,null,null,null,null,null,null,null,null,null,null,null,null,null,null,null,null,null,null,null,null,null,null,null,null,null,"",null,null,null,null,null,null,null,null,null,null,null,null,null,null,null,null,null,null,null,null,null,null,null,0,null,null,null,null,0,null,null,null,null,null,0,null,null,null,null,0]
[null,3,null,null,null,null,null,null,null,null,null,null,null,null,null,null,null,null,null,null,null,null,null,null,null,null,null,null,null,null,null,null,null,null,null,null,null,null,null,"",null,null,null,null,null,null,null,null,null,null,null,null,null,null,null,null,null,null,null,null,null,null,null,0,null,null,null,null,0,null,null,null,null,null,0,null,null,null,null,0]
[null,4,null,null,null,null,null,null,null,null,null,null,null,null,null,null,null,null,null,null,null,null,null,null,null,null,null,null,null,null,null,null,null,null,null,null,null,null,null,"",null,null,null,null,null,null,null,null,null,null,null,null,null,null,null,null,null,null,null,null,null,null,null,0,null,null,null,null,0,null,null,null,null,null,0,null,null,null,null,0]
[null,5,null,null,null,null,null,null,null,null,null,null,null,null,null,null,null,null,null,null,null,null,null,null,null,null,null,null,null,null,null,null,null,null,null,null,null,null,null,"",null,null,null,null,null,null,null,null,null,null,null,null,null,null,null,null,null,null,null,null,null,null,null,0,null,null,null,null,0,null,null,null,null,null,0,null,null,null,null,0]
[null,6,null,null,null,null,null,null,null,null,null,null,null,null,null,null,null,null,null,null,null,null,null,null,null,null,null,null,null,null,null,null,null,null,null,null,null,null,null,"",null,null,null,null,null,null,null,null,null,null,null,null,null,null,null,null,null,null,null,null,null,null,null,0,null,null,null,null,0,null,null,null,null,null,0,null,null,null,null,0]
[null,7,null,null,null,null,null,null,null,null,null,null,null,null,null,null,null,null,null,null,null,null,null,null,null,null,null,null,null,null,null,null,null,null,null,null,null,null,null,"",null,null,null,null,null,null,null,null,null,null,null,null,null,null,null,null,null,null,null,null,null,null,null,0,null,null,null,null,0,null,null,null,null,null,0,null,null,null,null,0]
[null,8,null,null,null,null,null,null,null,null,null,null,null,null,null,null,null,null,null,null,null,null,null,null,null,null,null,null,null,null,null,null,null,null,null,null,null,null,null,"",null,null,null,null,null,null,null,null,null,null,null,null,null,null,null,null,null,null,null,null,null,null,null,0,null,null,null,null,0,null,null,null,null,null,0,null,null,null,null,0]
[null,9,null,null,null,null,null,null,null,null,null,null,null,null,null,null,null,null,null,null,null,null,null,null,null,null,null,null,null,null,null,null,null,null,null,null,null,null,null,"",null,null,null,null,null,null,null,null,null,null,null,null,null,null,null,null,null,null,null,null,null,null,null,0,null,null,null,null,0,null,null,null,null,null,0,null,null,null,null,0]
[null,10,null,null,null,null,null,null,null,null,null,null,null,null,null,null,null,null,null,null,null,null,null,null,null,null,null,null,null,null,null,null,null,null,null,null,null,null,null,"",null,null,null,null,null,null,null,null,null,null,null,null,null,null,null,null,null,null,null,null,null,null,null,0,null,null,null,null,0,null,null,null,null,null,0,null,null,null,null,0]
[null,11,null,null,null,null,null,null,null,null,null,null,null,null,null,null,null,null,null,null,null,null,null,null,null,null,null,null,null,null,null,null,null,null,null,null,null,null,null,"",null,null,null,null,null,null,null,null,null,null,null,null,null,null,null,null,null,null,null,null,null,null,null,0,null,null,null,null,0,null,null,null,null,null,0,null,null,null,null,0]
[null,12,null,null,null,null,null,null,null,null,null,null,null,null,null,null,null,null,null,null,null,null,null,null,null,null,null,null,null,null,null,null,null,null,null,null,null,null,null,"",null,null,null,null,null,null,null,null,null,null,null,null,null,null,null,null,null,null,null,null,null,null,null,0,null,null,null,null,0,null,null,null,null,null,0,null,null,null,null,0]
[null,13,null,null,null,null,null,null,null,null,null,null,null,null,null,null,null,null,null,null,null,null,null,null,null,null,null,null,null,null,null,null,null,null,null,null,null,null,null,"",null,null,null,null,null,null,null,null,null,null,null,null,null,null,null,null,null,null,null,null,null,null,null,0,null,null,null,null,0,null,null,null,null,null,0,null,null,null,null,0]
[null,14,null,null,null,null,null,null,null,null,null,null,null,null,null,null,null,null,null,null,null,null,null,null,null,null,null,null,null,null,null,null,null,null,null,null,null,null,null,"",null,null,null,null,null,null,null,null,null,null,null,null,null,null,null,null,null,null,null,null,null,null,null,0,null,null,null,null,0,null,null,null,null,null,0,null,null,null,null,0]
[null,15,null,null,null,null,null,null,null,null,null,null,null,null,null,null,null,null,null,null,null,null,null,null,null,null,null,null,null,null,null,null,null,null,null,null,null,null,null,"",null,null,null,null,null,null,null,null,null,null,null,null,null,null,null,null,null,null,null,null,null,null,null,0,null,null,null,null,0,null,null,null,null,null,0,null,null,null,null,0]
[null,16,null,null,null,null,null,null,null,null,null,null,null,null,null,null,null,null,null,null,null,null,null,null,null,null,null,null,null,null,null,null,null,null,null,null,null,null,null,"",null,null,null,null,null,null,null,null,null,null,null,null,null,null,null,null,null,null,null,null,null,null,null,0,null,null,null,null,0,null,null,null,null,null,0,null,null,null,null,0]
[null,17,null,null,null,null,null,null,null,null,null,null,null,null,null,null,null,null,null,null,null,null,null,null,null,null,null,null,null,null,null,null,null,null,null,null,null,null,null,"",null,null,null,null,null,null,null,null,null,null,null,null,null,null,null,null,null,null,null,null,null,null,null,0,null,null,null,null,0,null,null,null,null,null,0,null,null,null,null,0]
[null,18,null,null,null,null,null,null,null,null,null,null,null,null,null,null,null,null,null,null,null,null,null,null,null,null,null,null,null,null,null,null,null,null,null,null,null,null,null,"",null,null,null,null,null,null,null,null,null,null,null,null,null,null,null,null,null,null,null,null,null,null,null,0,null,null,null,null,0,null,null,null,null,null,0,null,null,null,null,0]
[null,19,null,null,null,null,null,null,null,null,null,null,null,null,null,null,null,null,null,null,null,null,null,null,null,null,null,null,null,null,null,null,null,null,null,null,null,null,null,"",null,null,null,null,null,null,null,null,null,null,null,null,null,null,null,null,null,null,null,null,null,null,null,0,null,null,null,null,0,null,null,null,null,null,0,null,null,null,null,0]
[null,20,null,null,null,null,null,null,null,null,null,null,null,null,null,null,null,null,null,null,null,null,null,null,null,null,null,null,null,null,null,null,null,null,null,null,null,null,null,"",null,null,null,null,null,null,null,null,null,null,null,null,null,null,null,null,null,null,null,null,null,null,null,0,null,null,null,null,0,null,null,null,null,null,0,null,null,null,null,0]
[]
[null,"3 - Pénétrations ponctuelles",null,null,null,null,null,null,null,null,null,null,null,null,null,null,null,null,null,null,null,null,null,null,null,null,null,null,null,null,null,null,null,null,null,null,null,null,null,null,null,null,null,null,null,null,null,null,null,null,null,null,null,null,null,null,null,null,null,null,null,null,null,"Bâtiment PROPOSÉ",null,null,null,null,null,null,null,null,null,null,"Bâtiment RÉFÉRENCE"]
[null,"Item",null,"Nom de la pénétration ponctuelle",null,null,null,null,null,null,null,null,null,null,null,null,null,null,null,null,null,null,null,null,"Type de\npénétration",null,null,null,null,"Quantité",null,null,null,"Coefficient Ӽ\n(W / m · K)",null,null,null,null,null,null,null,null,null,null,null,null,null,null,null,null,null,null,null,null,null,null,null,null,null,null,null,null,null," Σ Flux (W / K)",null,null,null,null,{"$f":"SUM(BL39:BL58)","v":0},null,null,null,null,null," Σ Flux (W / K)",null,null,null,null,{"$f":"SUM(BW39:BW58)","v":0}]
[null,null,null,null,null,null,null,null,null,null,null,null,null,null,null,null,null,null,null,null,null,null,null,null,null,null,null,null,null,null,null,null,null,"Conformité aux\nexigences prescriptives",null,null,null,null,null,null," Ӽ\ngénérique",null,null,null,null,null," Ӽ\nspécifique",null,null,null,null,null,"Référence",null,null,null,null,null,null,null,null,null,null,"Flux thermique\n(W / K)",null,null,null,null,"Pourcentage\n(%)",null,null,null,null,null,"Flux thermique\n(W / K)",null,null,null,null,"Pourcentage\n(%)"]
[null,1,null,null,null,null,null,null,null,null,null,null,null,null,null,null,null,null,null,null,null,null,null,null,null,null,null,null,null,null,null,null,null,null,null,null,null,null,null,null,{"$f":"IF(AND(Y39<>\"\",AH39=\"Oui\"),VLOOKUP(Y39,Tableau_Pénétration_Ponctuelle,2,0),IF(AND(Y39<>\"\",AH39=\"Non\"),VLOOKUP(Y39,Tableau_Pénétration_Ponctuelle,3,0),\"\"))","v":""},null,null,null,null,null,null,null,null,null,null,null,null,null,null,null,null,null,null,null,null,null,null,{"$f":"IF(AND(Y39<>\"\",AD39<>\"\",AH39<>\"\"),IF(AO39<>\"\",AD39*AO39,IF(AU39<>\"\",AD39*AU39,\"\")),0)","v":0},null,null,null,null,{"$f":"IFERROR(BL39/$AN$5,0)","v":0},null,null,null,null,null,{"$f":"IF(AND(Y39<>\"\",AD39<>\"\"),AD39*VLOOKUP(Y39,Tableau_Pénétration_Ponctuelle,2,0),0)","v":0},null,null,null,null,{"$f":"IFERROR(BW39/$BW$5,0)","v":0}]
[null,2,null,null,null,null,null,null,null,null,null,null,null,null,null,null,null,null,null,null,null,null,null,null,null,null,null,null,null,null,null,null,null,null,null,null,null,null,null,null,"",null,null,null,null,null,null,null,null,null,null,null,null,null,null,null,null,null,null,null,null,null,null,0,null,null,null,null,0,null,null,null,null,null,0,null,null,null,null,0]
[null,3,null,null,null,null,null,null,null,null,null,null,null,null,null,null,null,null,null,null,null,null,null,null,null,null,null,null,null,null,null,null,null,null,null,null,null,null,null,null,"",null,null,null,null,null,null,null,null,null,null,null,null,null,null,null,null,null,null,null,null,null,null,0,null,null,null,null,0,null,null,null,null,null,0,null,null,null,null,0]
[null,4,null,null,null,null,null,null,null,null,null,null,null,null,null,null,null,null,null,null,null,null,null,null,null,null,null,null,null,null,null,null,null,null,null,null,null,null,null,null,"",null,null,null,null,null,null,null,null,null,null,null,null,null,null,null,null,null,null,null,null,null,null,0,null,null,null,null,0,null,null,null,null,null,0,null,null,null,null,0]
[null,5,null,null,null,null,null,null,null,null,null,null,null,null,null,null,null,null,null,null,null,null,null,null,null,null,null,null,null,null,null,null,null,null,null,null,null,null,null,null,"",null,null,null,null,null,null,null,null,null,null,null,null,null,null,null,null,null,null,null,null,null,null,0,null,null,null,null,0,null,null,null,null,null,0,null,null,null,null,0]
[null,6,null,null,null,null,null,null,null,null,null,null,null,null,null,null,null,null,null,null,null,null,null,null,null,null,null,null,null,null,null,null,null,null,null,null,null,null,null,null,"",null,null,null,null,null,null,null,null,null,null,null,null,null,null,null,null,null,null,null,null,null,null,0,null,null,null,null,0,null,null,null,null,null,0,null,null,null,null,0]
[null,7,null,null,null,null,null,null,null,null,null,null,null,null,null,null,null,null,null,null,null,null,null,null,null,null,null,null,null,null,null,null,null,null,null,null,null,null,null,null,"",null,null,null,null,null,null,null,null,null,null,null,null,null,null,null,null,null,null,null,null,null,null,0,null,null,null,null,0,null,null,null,null,null,0,null,null,null,null,0]
[null,8,null,null,null,null,null,null,null,null,null,null,null,null,null,null,null,null,null,null,null,null,null,null,null,null,null,null,null,null,null,null,null,null,null,null,null,null,null,null,"",null,null,null,null,null,null,null,null,null,null,null,null,null,null,null,null,null,null,null,null,null,null,0,null,null,null,null,0,null,null,null,null,null,0,null,null,null,null,0]
[null,9,null,null,null,null,null,null,null,null,null,null,null,null,null,null,null,null,null,null,null,null,null,null,null,null,null,null,null,null,null,null,null,null,null,null,null,null,null,null,"",null,null,null,null,null,null,null,null,null,null,null,null,null,null,null,null,null,null,null,null,null,null,0,null,null,null,null,0,null,null,null,null,null,0,null,null,null,null,0]
[null,10,null,null,null,null,null,null,null,null,null,null,null,null,null,null,null,null,null,null,null,null,null,null,null,null,null,null,null,null,null,null,null,null,null,null,null,null,null,null,"",null,null,null,null,null,null,null,null,null,null,null,null,null,null,null,null,null,null,null,null,null,null,0,null,null,null,null,0,null,null,null,null,null,0,null,null,null,null,0]
[null,11,null,null,null,null,null,null,null,null,null,null,null,null,null,null,null,null,null,null,null,null,null,null,null,null,null,null,null,null,null,null,null,null,null,null,null,null,null,null,"",null,null,null,null,null,null,null,null,null,null,null,null,null,null,null,null,null,null,null,null,null,null,0,null,null,null,null,0,null,null,null,null,null,0,null,null,null,null,0]
[null,12,null,null,null,null,null,null,null,null,null,null,null,null,null,null,null,null,null,null,null,null,null,null,null,null,null,null,null,null,null,null,null,null,null,null,null,null,null,null,"",null,null,null,null,null,null,null,null,null,null,null,null,null,null,null,null,null,null,null,null,null,null,0,null,null,null,null,0,null,null,null,null,null,0,null,null,null,null,0]
[null,13,null,null,null,null,null,null,null,null,null,null,null,null,null,null,null,null,null,null,null,null,null,null,null,null,null,null,null,null,null,null,null,null,null,null,null,null,null,null,"",null,null,null,null,null,null,null,null,null,null,null,null,null,null,null,null,null,null,null,null,null,null,0,null,null,null,null,0,null,null,null,null,null,0,null,null,null,null,0]
[null,14,null,null,null,null,null,null,null,null,null,null,null,null,null,null,null,null,null,null,null,null,null,null,null,null,null,null,null,null,null,null,null,null,null,null,null,null,null,null,"",null,null,null,null,null,null,null,null,null,null,null,null,null,null,null,null,null,null,null,null,null,null,0,null,null,null,null,0,null,null,null,null,null,0,null,null,null,null,0]
[null,15,null,null,null,null,null,null,null,null,null,null,null,null,null,null,null,null,null,null,null,null,null,null,null,null,null,null,null,null,null,null,null,null,null,null,null,null,null,null,"",null,null,null,null,null,null,null,null,null,null,null,null,null,null,null,null,null,null,null,null,null,null,0,null,null,null,null,0,null,null,null,null,null,0,null,null,null,null,0]
[null,16,null,null,null,null,null,null,null,null,null,null,null,null,null,null,null,null,null,null,null,null,null,null,null,null,null,null,null,null,null,null,null,null,null,null,null,null,null,null,"",null,null,null,null,null,null,null,null,null,null,null,null,null,null,null,null,null,null,null,null,null,null,0,null,null,null,null,0,null,null,null,null,null,0,null,null,null,null,0]
[null,17,null,null,null,null,null,null,null,null,null,null,null,null,null,null,null,null,null,null,null,null,null,null,null,null,null,null,null,null,null,null,null,null,null,null,null,null,null,null,"",null,null,null,null,null,null,null,null,null,null,null,null,null,null,null,null,null,null,null,null,null,null,0,null,null,null,null,0,null,null,null,null,null,0,null,null,null,null,0]
[null,18,null,null,null,null,null,null,null,null,null,null,null,null,null,null,null,null,null,null,null,null,null,null,null,null,null,null,null,null,null,null,null,null,null,null,null,null,null,null,"",null,null,null,null,null,null,null,null,null,null,null,null,null,null,null,null,null,null,null,null,null,null,0,null,null,null,null,0,null,null,null,null,null,0,null,null,null,null,0]
[null,19,null,null,null,null,null,null,null,null,null,null,null,null,null,null,null,null,null,null,null,null,null,null,null,null,null,null,null,null,null,null,null,null,null,null,null,null,null,null,"",null,null,null,null,null,null,null,null,null,null,null,null,null,null,null,null,null,null,null,null,null,null,0,null,null,null,null,0,null,null,null,null,null,0,null,null,null,null,0]
[null,20,null,null,null,null,null,null,null,null,null,null,null,null,null,null,null,null,null,null,null,null,null,null,null,null,null,null,null,null,null,null,null,null,null,null,null,null,null,null,"",null,null,null,null,null,null,null,null,null,null,null,null,null,null,null,null,null,null,null,null,null,null,0,null,null,null,null,0,null,null,null,null,null,0,null,null,null,null,0]

{"sheet":"15","index":16,"n_rows":58,"n_cols":80,"rows_kept":58,"cut":false,"hidden":false,"merged":[[4,49,5,63],[4,64,4,73],[4,74,4,83],[5,29,5,38],[5,39,5,48],[5,64,5,73],[5,74,5,83],[1,1,1,10],[1,11,1,44],[1,45,1,65],[1,66,1,75],[1,76,1,83],[3,1,5,12],[3,14,3,83],[4,14,5,28],[4,29,4,38],[4,39,4,48],[7,1,7,61],[7,63,7,72],[7,74,7,83],[8,1,8,33],[8,34,8,39],[8,40,8,45],[8,46,8,51],[8,52,8,61],[8,63,8,67],[8,68,8,72],[8,74,8,78],[8,79,8,83],[9,1,9,33],[9,34,9,39],[9,40,9,45],[9,46,9,51],[9,52,9,61],[9,63,9,67],[9,68,9,72],[9,74,9,78],[9,79,9,83],[14,47,14,51],[14,52,14,61],[11,1,11,61],[11,63,11,72],[11,74,11,83],[12,1,13,2],[12,3,13,23],[12,24,13,28],[12,29,13,32],[12,33,12,61],[12,63,12,67],[12,68,12,72],[12,74,12,78],[12,79,12,83],[13,33,13,38],[13,39,13,42],[13,43,13,46],[13,47,13,51],[13,52,13,61],[13,63,13,67],[13,68,13,72],[13,74,13,78],[13,79,13,83],[15,39,15,42],[15,43,15,46],[15,47,15,51],[14,63,14,67],[14,68,14,72],[14,74,14,78],[14,79,14,83],[15,1,15,2],[15,3,15,23],[15,24,15,28],[15,29,15,32],[15,33,15,38],[15,74,15,78],[15,79,15,83],[15,52,15,61],[15,63,15,67],[15,68,15,72],[14,1,14,2],[14,3,14,23],[14,24,14,28],[14,29,14,32],[14,33,14,38],[14,39,14,42],[14,43,14,46],[16,79,16,83],[17,1,17,2],[17,3,17,23],[17,24,17,28],[17,29,17,32],[17,33,17,38],[17,74,17,78],[17,79,17,83],[17,52,17,61],[17,63,17,67],[17,68,17,72],[16,1,16,2],[16,3,16,23],[16,24,16,28],[16,29,16,32],[16,33,16,38],[16,39,16,42],[16,43,16,46],[16,47,16,51],[18,43,18,46],[18,47,18,51],[17,39,17,42],[17,43,17,46],[17,47,17,51],[16,52,16,61],[16,63,16,67],[16,68,16,72],[16,74,16,78],[19,39,19,42],[19,43,19,46],[19,47,19,51],[18,52,18,61],[18,63,18,67],[18,68,18,72],[18,74,18,78],[18,79,18,83],[19,1,19,2],[19,3,19,23],[19,24,19,28],[19,29,19,32],[19,33,19,38],[19,74,19,78],[19,79,19,83],[19,52,19,61],[19,63,19,67],[19,68,19,72],[18,1,18,2],[18,3,18,23],[18,24,18,28],[18,29,18,32],[18,33,18,38],[18,39,18,42],[20,79,20,83],[21,1,21,2],[21,3,21,23],[21,24,21,28],[21,29,21,32],[21,33,21,38],[21,74,21,78],[21,79,21,83],[21,52,21,61],[21,63,21,67],[21,68,21,72],[20,1,20,2],[20,3,20,23],[20,24,20,28],[20,29,20,32],[20,33,20,38],[20,39,20,42],[20,43,20,46],[20,47,20,51],[22,43,22,46],[22,47,22,51],[21,39,21,42],[21,43,21,46],[21,47,21,51],[20,52,20,61],[20,63,20,67],[20,68,20,72],[20,74,20,78],[23,39,23,42],[23,43,23,46],[23,47,23,51],[22,52,22,61],[22,63,22,67],[22,68,22,72],[22,74,22,78],[22,79,22,83],[23,1,23,2],[23,3,23,23],[23,24,23,28],[23,29,23,32],[23,33,23,38],[23,74,23,78],[23,79,23,83],[23,52,23,61],[23,63,23,67],[23,68,23,72],[22,1,22,2],[22,3,22,23],[22,24,22,28],[22,29,22,32],[22,33,22,38],[22,39,22,42],[24,79,24,83],[25,1,25,2],[25,3,25,23],[25,24,25,28],[25,29,25,32],[25,33,25,38],[25,74,25,78],[25,79,25,83],[25,52,25,61],[25,63,25,67],[25,68,25,72],[24,1,24,2],[24,3,24,23],[24,24,24,28],[24,29,24,32],[24,33,24,38],[24,39,24,42],[24,43,24,46],[24,47,24,51],[26,43,26,46],[26,47,26,51],[25,39,25,42],[25,43,25,46],[25,47,25,51],[24,52,24,61],[24,63,24,67],[24,68,24,72],[24,74,24,78],[27,39,27,42],[27,43,27,46],[27,47,27,51],[26,52,26,61],[26,63,26,67],[26,68,26,72],[26,74,26,78],[26,79,26,83],[27,1,27,2],[27,3,27,23],[27,24,27,28],[27,29,27,32],[27,33,27,38],[27,74,27,78],[27,79,27,83],[27,52,27,61],[27,63,27,67],[27,68,27,72],[26,1,26,2],[26,3,26,23],[26,24,26,28],[26,29,26,32],[26,33,26,38],[26,39,26,42],[28,79,28,83],[29,1,29,2],[29,3,29,23],[29,24,29,28],[29,29,29,32],[29,33,29,38],[29,74,29,78],[29,79,29,83],[29,52,29,61],[29,63,29,67],[29,68,29,72],[28,1,28,2],[28,3,28,23],[28,24,28,28],[28,29,28,32],[28,33,28,38],[28,39,28,42],[28,43,28,46],[28,47,28,51],[30,43,30,46],[30,47,30,51],[29,39,29,42],[29,43,29,46],[29,47,29,51],[28,52,28,61],[28,63,28,67],[28,68,28,72],[28,74,28,78],[31,39,31,42],[31,43,31,46],[31,47,31,51],[30,52,30,61],[30,63,30,67],[30,68,30,72],[30,74,30,78],[30,79,30,83],[31,1,31,2],[31,3,31,23],[31,24,31,28],[31,29,31,32],[31,33,31,38],[31,74,31,78],[31,79,31,83],[31,52,31,61],[31,63,31,67],[31,68,31,72],[30,1,30,2],[30,3,30,23],[30,24,30,28],[30,29,30,32],[30,33,30,38],[30,39,30,42],[32,52,32,61],[32,63,32,67],[32,68,32,72],[32,74,32,78],[32,79,32,83],[33,1,33,2],[33,3,33,23],[33,24,33,28],[33,29,33,32],[33,33,33,38],[33,74,33,78],[33,79,33,83],[32,1,32,2],[32,3,32,23],[32,24,32,28],[32,29,32,32],[32,33,32,38],[32,39,32,42],[32,43,32,46],[32,47,32,51],[33,39,33,42],[33,43,33,46],[33,47,33,51],[33,52,33,61],[33,63,33,67],[33,68,33,72],[36,63,36,67],[36,68,36,72],[36,74,36,78],[39,74,39,78],[39,79,39,83],[38,63,38,67],[38,68,38,72],[38,79,38,83],[39,68,39,72],[35,1,35,61],[35,63,35,72],[35,74,35,83],[36,1,37,2],[36,3,37,23],[36,24,37,28],[36,29,37,32],[36,33,36,61],[36,79,36,83],[37,33,37,39],[37,40,37,45],[37,46,37,51],[37,52,37,61],[37,63,37,67],[37,68,37,72],[37,74,37,78],[37,79,37,83],[38,1,38,2],[38,3,38,23],[38,24,38,28],[38,29,38,32],[38,33,38,39],[38,40,38,45],[38,46,38,51],[38,52,38,61],[38,74,38,78],[40,46,40,51],[40,52,40,61],[40,63,40,67],[40,68,40,72],[40,74,40,78],[40,79,40,83],[40,1,40,2],[40,3,40,23],[40,24,40,28],[40,29,40,32],[40,33,40,39],[40,40,40,45],[39,1,39,2],[39,3,39,23],[39,24,39,28],[39,29,39,32],[39,33,39,39],[39,40,39,45],[39,46,39,51],[39,52,39,61],[39,63,39,67],[41,46,41,51],[41,52,41,61],[41,63,41,67],[41,68,41,72],[41,74,41,78],[41,79,41,83],[41,1,41,2],[41,3,41,23],[41,24,41,28],[41,29,41,32],[41,33,41,39],[41,40,41,45],[42,46,42,51],[42,52,42,61],[42,63,42,67],[42,68,42,72],[42,74,42,78],[42,79,42,83],[42,1,42,2],[42,3,42,23],[42,24,42,28],[42,29,42,32],[42,33,42,39],[42,40,42,45],[43,46,43,51],[43,52,43,61],[43,63,43,67],[43,68,43,72],[43,74,43,78],[43,79,43,83],[43,1,43,2],[43,3,43,23],[43,24,43,28],[43,29,43,32],[43,33,43,39],[43,40,43,45],[44,46,44,51],[44,52,44,61],[44,63,44,67],[44,68,44,72],[44,74,44,78],[44,79,44,83],[44,1,44,2],[44,3,44,23],[44,24,44,28],[44,29,44,32],[44,33,44,39],[44,40,44,45],[45,46,45,51],[45,52,45,61],[45,63,45,67],[45,68,45,72],[45,74,45,78],[45,79,45,83],[45,1,45,2],[45,3,45,23],[45,24,45,28],[45,29,45,32],[45,33,45,39],[45,40,45,45],[46,46,46,51],[46,52,46,61],[46,63,46,67],[46,68,46,72],[46,74,46,78],[46,79,46,83],[46,1,46,2],[46,3,46,23],[46,24,46,28],[46,29,46,32],[46,33,46,39],[46,40,46,45],[47,46,47,51],[47,52,47,61],[47,63,47,67],[47,68,47,72],[47,74,47,78],[47,79,47,83],[47,1,47,2],[47,3,47,23],[47,24,47,28],[47,29,47,32],[47,33,47,39],[47,40,47,45],[48,46,48,51],[48,52,48,61],[48,63,48,67],[48,68,48,72],[48,74,48,78],[48,79,48,83],[48,1,48,2],[48,3,48,23],[48,24,48,28],[48,29,48,32],[48,33,48,39],[48,40,48,45],[49,46,49,51],[49,52,49,61],[49,63,49,67],[49,68,49,72],[49,74,49,78],[49,79,49,83],[49,1,49,2],[49,3,49,23],[49,24,49,28],[49,29,49,32],[49,33,49,39],[49,40,49,45],[50,46,50,51],[50,52,50,61],[50,63,50,67],[50,68,50,72],[50,74,50,78],[50,79,50,83],[50,1,50,2],[50,3,50,23],[50,24,50,28],[50,29,50,32],[50,33,50,39],[50,40,50,45],[51,46,51,51],[51,52,51,61],[51,63,51,67],[51,68,51,72],[51,74,51,78],[51,79,51,83],[51,1,51,2],[51,3,51,23],[51,24,51,28],[51,29,51,32],[51,33,51,39],[51,40,51,45],[52,46,52,51],[52,52,52,61],[52,63,52,67],[52,68,52,72],[52,74,52,78],[52,79,52,83],[52,1,52,2],[52,3,52,23],[52,24,52,28],[52,29,52,32],[52,33,52,39],[52,40,52,45],[53,46,53,51],[53,52,53,61],[53,63,53,67],[53,68,53,72],[53,74,53,78],[53,79,53,83],[53,1,53,2],[53,3,53,23],[53,24,53,28],[53,29,53,32],[53,33,53,39],[53,40,53,45],[54,46,54,51],[54,52,54,61],[54,63,54,67],[54,68,54,72],[54,74,54,78],[54,79,54,83],[54,1,54,2],[54,3,54,23],[54,24,54,28],[54,29,54,32],[54,33,54,39],[54,40,54,45],[55,46,55,51],[55,52,55,61],[55,63,55,67],[55,68,55,72],[55,74,55,78],[55,79,55,83],[55,1,55,2],[55,3,55,23],[55,24,55,28],[55,29,55,32],[55,33,55,39],[55,40,55,45],[56,46,56,51],[56,52,56,61],[56,63,56,67],[56,68,56,72],[56,74,56,78],[56,79,56,83],[56,1,56,2],[56,3,56,23],[56,24,56,28],[56,29,56,32],[56,33,56,39],[56,40,56,45],[57,46,57,51],[57,52,57,61],[57,63,57,67],[57,68,57,72],[57,74,57,78],[57,79,57,83],[57,1,57,2],[57,3,57,23],[57,24,57,28],[57,29,57,32],[57,33,57,39],[57,40,57,45]]}
[]
[null,null,null,null,null,null,null,null,null,null,null,"Calcul de la dépréciation de la résistance thermique effective ",null,null,null,null,null,null,null,null,null,null,null,null,null,null,null,null,null,null,null,null,null,null,null,null,null,null,null,null,null,null,null,null,null,"Ensemble opaque hors sol",null,null,null,null,null,null,null,null,null,null,null,null,null,null,null,null,null,null,null,null,15,null,null,null,null,null,null,null,null,null,{"$f":"Version","v":"Version R01"}]
[]
[null,"Résultats →",null,null,null,null,null,null,null,null,null,null,null,null,"Flux thermique total et Résistance thermique effective dépréciée des bâtiments"]
[null,null,null,null,null,null,null,null,null,null,null,null,null,null,"Bâtiment\nPROPOSÉ",null,null,null,null,null,null,null,null,null,null,null,null,null,null," Σ Flux (W / K)",null,null,null,null,null,null,null,null,null,{"$f":"IFERROR(BL10+BQ13+BQ37,0)","v":0},null,null,null,null,null,null,null,null,null,"Bâtiment\nRÉFÉRENCE",null,null,null,null,null,null,null,null,null,null,null,null,null,null," Σ Flux (W / K)",null,null,null,null,null,null,null,null,null,{"$f":"IFERROR(BW10+CB13+CB37,0)","v":0}]
[null,null,null,null,null,null,null,null,null,null,null,null,null,null,null,null,null,null,null,null,null,null,null,null,null,null,null,null,null,"RSIED (m² · K / W)",null,null,null,null,null,null,null,null,null,{"$f":"IFERROR($AO$10/AN5,0)","v":0},null,null,null,null,null,null,null,null,null,null,null,null,null,null,null,null,null,null,null,null,null,null,null,null,"RSIED (m² · K / W)",null,null,null,null,null,null,null,null,null,{"$f":"IFERROR($AO$10/BW5,0)","v":0}]
[]
[null,"1 - Ensemble opaque hors sol",null,null,null,null,null,null,null,null,null,null,null,null,null,null,null,null,null,null,null,null,null,null,null,null,null,null,null,null,null,null,null,null,null,null,null,null,null,null,null,null,null,null,null,null,null,null,null,null,null,null,null,null,null,null,null,null,null,null,null,null,null,"Bâtiment PROPOSÉ",null,null,null,null,null,null,null,null,null,null,"Bâtiment RÉFÉRENCE"]
[null,"Nom de l'ensemble opaque hors sol",null,null,null,null,null,null,null,null,null,null,null,null,null,null,null,null,null,null,null,null,null,null,null,null,null,null,null,null,null,null,null,null,"Type\nd'ensemble",null,null,null,null,null,"Aire\n(m2)",null,null,null,null,null,"RSIE\n(m² · K / W)",null,null,null,null,null,"Référence",null,null,null,null,null,null,null,null,null,null,"Flux thermique\n(W / K)",null,null,null,null,"Pourcentage\n(%)",null,null,null,null,null,"Flux thermique\n(W / K)",null,null,null,null,"Pourcentage\n(%)"]
[null,{"$f":"INDEX(Vecteur_Nom_Ensemble_Opaque,BO2)","v":0},null,null,null,null,null,null,null,null,null,null,null,null,null,null,null,null,null,null,null,null,null,null,null,null,null,null,null,null,null,null,null,null,{"$f":"INDEX(Vecteur_Type_Ensemble,BO2)","v":0},null,null,null,null,null,{"$f":"INDEX(Vecteur_Aire_Ensemble,BO2)","v":0},null,null,null,null,null,{"$f":"INDEX(Vecteur_Résistance_Thermique_Effective_Proposé,BO2)","v":0},null,null,null,null,null,null,null,null,null,null,null,null,null,null,null,null,{"$f":"IFERROR(AO10/AU10,0)","v":0},null,null,null,null,{"$f":"IFERROR(BL10/$AN$5,0)","v":0},null,null,null,null,null,{"$f":"IFERROR(AO10/INDEX(Vecteur_Résistance_Thermique_Effective_Référence,BO2),0)","v":0},null,null,null,null,{"$f":"IFERROR(BW10/$BW$5,0)","v":0}]
[]
[null,"2 - Jonctions linéaires",null,null,null,null,null,null,null,null,null,null,null,null,null,null,null,null,null,null,null,null,null,null,null,null,null,null,null,null,null,null,null,null,null,null,null,null,null,null,null,null,null,null,null,null,null,null,null,null,null,null,null,null,null,null,null,null,null,null,null,null,null,"Bâtiment PROPOSÉ",null,null,null,null,null,null,null,null,null,null,"Bâtiment RÉFÉRENCE"]
[null,"Item",null,"Nom de la jonction linéraire",null,null,null,null,null,null,null,null,null,null,null,null,null,null,null,null,null,null,null,null,"Type de\njonction",null,null,null,null,"Longueur\n(m)",null,null,null,"Coefficient Ψ\n(W / m · K)",null,null,null,null,null,null,null,null,null,null,null,null,null,null,null,null,null,null,null,null,null,null,null,null,null,null,null,null,null," Σ Flux (W / K)",null,null,null,null,{"$f":"SUM(BL15:BL34)","v":0},null,null,null,null,null," Σ Flux (W / K)",null,null,null,null,{"$f":"SUM(BW15:BW34)","v":0}]
[null,null,null,null,null,null,null,null,null,null,null,null,null,null,null,null,null,null,null,null,null,null,null,null,null,null,null,null,null,null,null,null,null,"Conformité aux\nexigences prescriptives",null,null,null,null,null," Ψ\ngénérique",null,null,null," Ψ\nspécifique",null,null,null,"Pourcentage\nappliqué (%)",null,null,null,null,"Référence",null,null,null,null,null,null,null,null,null,null,"Flux thermique\n(W / K)",null,null,null,null,"Pourcentage\n(%)",null,null,null,null,null,"Flux thermique\n(W / K)",null,null,null,null,"Pourcentage\n(%)"]
[null,1,null,null,null,null,null,null,null,null,null,null,null,null,null,null,null,null,null,null,null,null,null,null,null,null,null,null,null,null,null,null,null,null,null,null,null,null,null,{"$f":"IF(AND(Y15<>\"\",AH15=\"Oui\"),VLOOKUP(Y15,Tableau_Coefficients_Linéaires,2,0),IF(AND(Y15<>\"\",AH15=\"Non\"),VLOOKUP(Y15,Tableau_Coefficients_Linéaires,3,0),\"\"))","v":""},null,null,null,null,null,null,null,null,null,null,null,null,null,null,null,null,null,null,null,null,null,null,null,{"$f":"IF(AND(Y15<>\"\",AD15<>\"\",AH15<>\"\"),IF(AND(AN15<>\"\",AV15<>\"\"),AD15*AN15*AV15/100,IF(AND(AR15<>\"\",AV15<>\"\"),AD15*AR15*AV15/100,\"\")),0)","v":0},null,null,null,null,{"$f":"IFERROR(BL15/$AN$5,0)","v":0},null,null,null,null,null,{"$f":"IF(AND(Y15<>\"\",AD15<>\"\"),AD15*VLOOKUP(Y15,Tableau_Coefficients_Linéaires,2,0)*AV15/100,0)","v":0},null,null,null,null,{"$f":"IFERROR(BW15/$BW$5,0)","v":0}]
[null,2,null,null,null,null,null,null,null,null,null,null,null,null,null,null,null,null,null,null,null,null,null,null,null,null,null,null,null,null,null,null,null,null,null,null,null,null,null,"",null,null,null,null,null,null,null,null,null,null,null,null,null,null,null,null,null,null,null,null,null,null,null,0,null,null,null,null,0,null,null,null,null,null,0,null,null,null,null,0]
[null,3,null,null,null,null,null,null,null,null,null,null,null,null,null,null,null,null,null,null,null,null,null,null,null,null,null,null,null,null,null,null,null,null,null,null,null,null,null,"",null,null,null,null,null,null,null,null,null,null,null,null,null,null,null,null,null,null,null,null,null,null,null,0,null,null,null,null,0,null,null,null,null,null,0,null,null,null,null,0]
[null,4,null,null,null,null,null,null,null,null,null,null,null,null,null,null,null,null,null,null,null,null,null,null,null,null,null,null,null,null,null,null,null,null,null,null,null,null,null,"",null,null,null,null,null,null,null,null,null,null,null,null,null,null,null,null,null,null,null,null,null,null,null,0,null,null,null,null,0,null,null,null,null,null,0,null,null,null,null,0]
[null,5,null,null,null,null,null,null,null,null,null,null,null,null,null,null,null,null,null,null,null,null,null,null,null,null,null,null,null,null,null,null,null,null,null,null,null,null,null,"",null,null,null,null,null,null,null,null,null,null,null,null,null,null,null,null,null,null,null,null,null,null,null,0,null,null,null,null,0,null,null,null,null,null,0,null,null,null,null,0]
[null,6,null,null,null,null,null,null,null,null,null,null,null,null,null,null,null,null,null,null,null,null,null,null,null,null,null,null,null,null,null,null,null,null,null,null,null,null,null,"",null,null,null,null,null,null,null,null,null,null,null,null,null,null,null,null,null,null,null,null,null,null,null,0,null,null,null,null,0,null,null,null,null,null,0,null,null,null,null,0]
[null,7,null,null,null,null,null,null,null,null,null,null,null,null,null,null,null,null,null,null,null,null,null,null,null,null,null,null,null,null,null,null,null,null,null,null,null,null,null,"",null,null,null,null,null,null,null,null,null,null,null,null,null,null,null,null,null,null,null,null,null,null,null,0,null,null,null,null,0,null,null,null,null,null,0,null,null,null,null,0]
[null,8,null,null,null,null,null,null,null,null,null,null,null,null,null,null,null,null,null,null,null,null,null,null,null,null,null,null,null,null,null,null,null,null,null,null,null,null,null,"",null,null,null,null,null,null,null,null,null,null,null,null,null,null,null,null,null,null,null,null,null,null,null,0,null,null,null,null,0,null,null,null,null,null,0,null,null,null,null,0]
[null,9,null,null,null,null,null,null,null,null,null,null,null,null,null,null,null,null,null,null,null,null,null,null,null,null,null,null,null,null,null,null,null,null,null,null,null,null,null,"",null,null,null,null,null,null,null,null,null,null,null,null,null,null,null,null,null,null,null,null,null,null,null,0,null,null,null,null,0,null,null,null,null,null,0,null,null,null,null,0]
[null,10,null,null,null,null,null,null,null,null,null,null,null,null,null,null,null,null,null,null,null,null,null,null,null,null,null,null,null,null,null,null,null,null,null,null,null,null,null,"",null,null,null,null,null,null,null,null,null,null,null,null,null,null,null,null,null,null,null,null,null,null,null,0,null,null,null,null,0,null,null,null,null,null,0,null,null,null,null,0]
[null,11,null,null,null,null,null,null,null,null,null,null,null,null,null,null,null,null,null,null,null,null,null,null,null,null,null,null,null,null,null,null,null,null,null,null,null,null,null,"",null,null,null,null,null,null,null,null,null,null,null,null,null,null,null,null,null,null,null,null,null,null,null,0,null,null,null,null,0,null,null,null,null,null,0,null,null,null,null,0]
[null,12,null,null,null,null,null,null,null,null,null,null,null,null,null,null,null,null,null,null,null,null,null,null,null,null,null,null,null,null,null,null,null,null,null,null,null,null,null,"",null,null,null,null,null,null,null,null,null,null,null,null,null,null,null,null,null,null,null,null,null,null,null,0,null,null,null,null,0,null,null,null,null,null,0,null,null,null,null,0]
[null,13,null,null,null,null,null,null,null,null,null,null,null,null,null,null,null,null,null,null,null,null,null,null,null,null,null,null,null,null,null,null,null,null,null,null,null,null,null,"",null,null,null,null,null,null,null,null,null,null,null,null,null,null,null,null,null,null,null,null,null,null,null,0,null,null,null,null,0,null,null,null,null,null,0,null,null,null,null,0]
[null,14,null,null,null,null,null,null,null,null,null,null,null,null,null,null,null,null,null,null,null,null,null,null,null,null,null,null,null,null,null,null,null,null,null,null,null,null,null,"",null,null,null,null,null,null,null,null,null,null,null,null,null,null,null,null,null,null,null,null,null,null,null,0,null,null,null,null,0,null,null,null,null,null,0,null,null,null,null,0]
[null,15,null,null,null,null,null,null,null,null,null,null,null,null,null,null,null,null,null,null,null,null,null,null,null,null,null,null,null,null,null,null,null,null,null,null,null,null,null,"",null,null,null,null,null,null,null,null,null,null,null,null,null,null,null,null,null,null,null,null,null,null,null,0,null,null,null,null,0,null,null,null,null,null,0,null,null,null,null,0]
[null,16,null,null,null,null,null,null,null,null,null,null,null,null,null,null,null,null,null,null,null,null,null,null,null,null,null,null,null,null,null,null,null,null,null,null,null,null,null,"",null,null,null,null,null,null,null,null,null,null,null,null,null,null,null,null,null,null,null,null,null,null,null,0,null,null,null,null,0,null,null,null,null,null,0,null,null,null,null,0]
[null,17,null,null,null,null,null,null,null,null,null,null,null,null,null,null,null,null,null,null,null,null,null,null,null,null,null,null,null,null,null,null,null,null,null,null,null,null,null,"",null,null,null,null,null,null,null,null,null,null,null,null,null,null,null,null,null,null,null,null,null,null,null,0,null,null,null,null,0,null,null,null,null,null,0,null,null,null,null,0]
[null,18,null,null,null,null,null,null,null,null,null,null,null,null,null,null,null,null,null,null,null,null,null,null,null,null,null,null,null,null,null,null,null,null,null,null,null,null,null,"",null,null,null,null,null,null,null,null,null,null,null,null,null,null,null,null,null,null,null,null,null,null,null,0,null,null,null,null,0,null,null,null,null,null,0,null,null,null,null,0]
[null,19,null,null,null,null,null,null,null,null,null,null,null,null,null,null,null,null,null,null,null,null,null,null,null,null,null,null,null,null,null,null,null,null,null,null,null,null,null,"",null,null,null,null,null,null,null,null,null,null,null,null,null,null,null,null,null,null,null,null,null,null,null,0,null,null,null,null,0,null,null,null,null,null,0,null,null,null,null,0]
[null,20,null,null,null,null,null,null,null,null,null,null,null,null,null,null,null,null,null,null,null,null,null,null,null,null,null,null,null,null,null,null,null,null,null,null,null,null,null,"",null,null,null,null,null,null,null,null,null,null,null,null,null,null,null,null,null,null,null,null,null,null,null,0,null,null,null,null,0,null,null,null,null,null,0,null,null,null,null,0]
[]
[null,"3 - Pénétrations ponctuelles",null,null,null,null,null,null,null,null,null,null,null,null,null,null,null,null,null,null,null,null,null,null,null,null,null,null,null,null,null,null,null,null,null,null,null,null,null,null,null,null,null,null,null,null,null,null,null,null,null,null,null,null,null,null,null,null,null,null,null,null,null,"Bâtiment PROPOSÉ",null,null,null,null,null,null,null,null,null,null,"Bâtiment RÉFÉRENCE"]
[null,"Item",null,"Nom de la pénétration ponctuelle",null,null,null,null,null,null,null,null,null,null,null,null,null,null,null,null,null,null,null,null,"Type de\npénétration",null,null,null,null,"Quantité",null,null,null,"Coefficient Ӽ\n(W / m · K)",null,null,null,null,null,null,null,null,null,null,null,null,null,null,null,null,null,null,null,null,null,null,null,null,null,null,null,null,null," Σ Flux (W / K)",null,null,null,null,{"$f":"SUM(BL39:BL58)","v":0},null,null,null,null,null," Σ Flux (W / K)",null,null,null,null,{"$f":"SUM(BW39:BW58)","v":0}]
[null,null,null,null,null,null,null,null,null,null,null,null,null,null,null,null,null,null,null,null,null,null,null,null,null,null,null,null,null,null,null,null,null,"Conformité aux\nexigences prescriptives",null,null,null,null,null,null," Ӽ\ngénérique",null,null,null,null,null," Ӽ\nspécifique",null,null,null,null,null,"Référence",null,null,null,null,null,null,null,null,null,null,"Flux thermique\n(W / K)",null,null,null,null,"Pourcentage\n(%)",null,null,null,null,null,"Flux thermique\n(W / K)",null,null,null,null,"Pourcentage\n(%)"]
[null,1,null,null,null,null,null,null,null,null,null,null,null,null,null,null,null,null,null,null,null,null,null,null,null,null,null,null,null,null,null,null,null,null,null,null,null,null,null,null,{"$f":"IF(AND(Y39<>\"\",AH39=\"Oui\"),VLOOKUP(Y39,Tableau_Pénétration_Ponctuelle,2,0),IF(AND(Y39<>\"\",AH39=\"Non\"),VLOOKUP(Y39,Tableau_Pénétration_Ponctuelle,3,0),\"\"))","v":""},null,null,null,null,null,null,null,null,null,null,null,null,null,null,null,null,null,null,null,null,null,null,{"$f":"IF(AND(Y39<>\"\",AD39<>\"\",AH39<>\"\"),IF(AO39<>\"\",AD39*AO39,IF(AU39<>\"\",AD39*AU39,\"\")),0)","v":0},null,null,null,null,{"$f":"IFERROR(BL39/$AN$5,0)","v":0},null,null,null,null,null,{"$f":"IF(AND(Y39<>\"\",AD39<>\"\"),AD39*VLOOKUP(Y39,Tableau_Pénétration_Ponctuelle,2,0),0)","v":0},null,null,null,null,{"$f":"IFERROR(BW39/$BW$5,0)","v":0}]
[null,2,null,null,null,null,null,null,null,null,null,null,null,null,null,null,null,null,null,null,null,null,null,null,null,null,null,null,null,null,null,null,null,null,null,null,null,null,null,null,"",null,null,null,null,null,null,null,null,null,null,null,null,null,null,null,null,null,null,null,null,null,null,0,null,null,null,null,0,null,null,null,null,null,0,null,null,null,null,0]
[null,3,null,null,null,null,null,null,null,null,null,null,null,null,null,null,null,null,null,null,null,null,null,null,null,null,null,null,null,null,null,null,null,null,null,null,null,null,null,null,"",null,null,null,null,null,null,null,null,null,null,null,null,null,null,null,null,null,null,null,null,null,null,0,null,null,null,null,0,null,null,null,null,null,0,null,null,null,null,0]
[null,4,null,null,null,null,null,null,null,null,null,null,null,null,null,null,null,null,null,null,null,null,null,null,null,null,null,null,null,null,null,null,null,null,null,null,null,null,null,null,"",null,null,null,null,null,null,null,null,null,null,null,null,null,null,null,null,null,null,null,null,null,null,0,null,null,null,null,0,null,null,null,null,null,0,null,null,null,null,0]
[null,5,null,null,null,null,null,null,null,null,null,null,null,null,null,null,null,null,null,null,null,null,null,null,null,null,null,null,null,null,null,null,null,null,null,null,null,null,null,null,"",null,null,null,null,null,null,null,null,null,null,null,null,null,null,null,null,null,null,null,null,null,null,0,null,null,null,null,0,null,null,null,null,null,0,null,null,null,null,0]
[null,6,null,null,null,null,null,null,null,null,null,null,null,null,null,null,null,null,null,null,null,null,null,null,null,null,null,null,null,null,null,null,null,null,null,null,null,null,null,null,"",null,null,null,null,null,null,null,null,null,null,null,null,null,null,null,null,null,null,null,null,null,null,0,null,null,null,null,0,null,null,null,null,null,0,null,null,null,null,0]
[null,7,null,null,null,null,null,null,null,null,null,null,null,null,null,null,null,null,null,null,null,null,null,null,null,null,null,null,null,null,null,null,null,null,null,null,null,null,null,null,"",null,null,null,null,null,null,null,null,null,null,null,null,null,null,null,null,null,null,null,null,null,null,0,null,null,null,null,0,null,null,null,null,null,0,null,null,null,null,0]
[null,8,null,null,null,null,null,null,null,null,null,null,null,null,null,null,null,null,null,null,null,null,null,null,null,null,null,null,null,null,null,null,null,null,null,null,null,null,null,null,"",null,null,null,null,null,null,null,null,null,null,null,null,null,null,null,null,null,null,null,null,null,null,0,null,null,null,null,0,null,null,null,null,null,0,null,null,null,null,0]
[null,9,null,null,null,null,null,null,null,null,null,null,null,null,null,null,null,null,null,null,null,null,null,null,null,null,null,null,null,null,null,null,null,null,null,null,null,null,null,null,"",null,null,null,null,null,null,null,null,null,null,null,null,null,null,null,null,null,null,null,null,null,null,0,null,null,null,null,0,null,null,null,null,null,0,null,null,null,null,0]
[null,10,null,null,null,null,null,null,null,null,null,null,null,null,null,null,null,null,null,null,null,null,null,null,null,null,null,null,null,null,null,null,null,null,null,null,null,null,null,null,"",null,null,null,null,null,null,null,null,null,null,null,null,null,null,null,null,null,null,null,null,null,null,0,null,null,null,null,0,null,null,null,null,null,0,null,null,null,null,0]
[null,11,null,null,null,null,null,null,null,null,null,null,null,null,null,null,null,null,null,null,null,null,null,null,null,null,null,null,null,null,null,null,null,null,null,null,null,null,null,null,"",null,null,null,null,null,null,null,null,null,null,null,null,null,null,null,null,null,null,null,null,null,null,0,null,null,null,null,0,null,null,null,null,null,0,null,null,null,null,0]
[null,12,null,null,null,null,null,null,null,null,null,null,null,null,null,null,null,null,null,null,null,null,null,null,null,null,null,null,null,null,null,null,null,null,null,null,null,null,null,null,"",null,null,null,null,null,null,null,null,null,null,null,null,null,null,null,null,null,null,null,null,null,null,0,null,null,null,null,0,null,null,null,null,null,0,null,null,null,null,0]
[null,13,null,null,null,null,null,null,null,null,null,null,null,null,null,null,null,null,null,null,null,null,null,null,null,null,null,null,null,null,null,null,null,null,null,null,null,null,null,null,"",null,null,null,null,null,null,null,null,null,null,null,null,null,null,null,null,null,null,null,null,null,null,0,null,null,null,null,0,null,null,null,null,null,0,null,null,null,null,0]
[null,14,null,null,null,null,null,null,null,null,null,null,null,null,null,null,null,null,null,null,null,null,null,null,null,null,null,null,null,null,null,null,null,null,null,null,null,null,null,null,"",null,null,null,null,null,null,null,null,null,null,null,null,null,null,null,null,null,null,null,null,null,null,0,null,null,null,null,0,null,null,null,null,null,0,null,null,null,null,0]
[null,15,null,null,null,null,null,null,null,null,null,null,null,null,null,null,null,null,null,null,null,null,null,null,null,null,null,null,null,null,null,null,null,null,null,null,null,null,null,null,"",null,null,null,null,null,null,null,null,null,null,null,null,null,null,null,null,null,null,null,null,null,null,0,null,null,null,null,0,null,null,null,null,null,0,null,null,null,null,0]
[null,16,null,null,null,null,null,null,null,null,null,null,null,null,null,null,null,null,null,null,null,null,null,null,null,null,null,null,null,null,null,null,null,null,null,null,null,null,null,null,"",null,null,null,null,null,null,null,null,null,null,null,null,null,null,null,null,null,null,null,null,null,null,0,null,null,null,null,0,null,null,null,null,null,0,null,null,null,null,0]
[null,17,null,null,null,null,null,null,null,null,null,null,null,null,null,null,null,null,null,null,null,null,null,null,null,null,null,null,null,null,null,null,null,null,null,null,null,null,null,null,"",null,null,null,null,null,null,null,null,null,null,null,null,null,null,null,null,null,null,null,null,null,null,0,null,null,null,null,0,null,null,null,null,null,0,null,null,null,null,0]
[null,18,null,null,null,null,null,null,null,null,null,null,null,null,null,null,null,null,null,null,null,null,null,null,null,null,null,null,null,null,null,null,null,null,null,null,null,null,null,null,"",null,null,null,null,null,null,null,null,null,null,null,null,null,null,null,null,null,null,null,null,null,null,0,null,null,null,null,0,null,null,null,null,null,0,null,null,null,null,0]
[null,19,null,null,null,null,null,null,null,null,null,null,null,null,null,null,null,null,null,null,null,null,null,null,null,null,null,null,null,null,null,null,null,null,null,null,null,null,null,null,"",null,null,null,null,null,null,null,null,null,null,null,null,null,null,null,null,null,null,null,null,null,null,0,null,null,null,null,0,null,null,null,null,null,0,null,null,null,null,0]
[null,20,null,null,null,null,null,null,null,null,null,null,null,null,null,null,null,null,null,null,null,null,null,null,null,null,null,null,null,null,null,null,null,null,null,null,null,null,null,null,"",null,null,null,null,null,null,null,null,null,null,null,null,null,null,null,null,null,null,null,null,null,null,0,null,null,null,null,0,null,null,null,null,null,0,null,null,null,null,0]

{"sheet":"16","index":17,"n_rows":58,"n_cols":80,"rows_kept":58,"cut":false,"hidden":false,"merged":[[4,49,5,63],[4,64,4,73],[4,74,4,83],[5,29,5,38],[5,39,5,48],[5,64,5,73],[5,74,5,83],[1,1,1,10],[1,11,1,44],[1,45,1,65],[1,66,1,75],[1,76,1,83],[3,1,5,12],[3,14,3,83],[4,14,5,28],[4,29,4,38],[4,39,4,48],[7,1,7,61],[7,63,7,72],[7,74,7,83],[8,1,8,33],[8,34,8,39],[8,40,8,45],[8,46,8,51],[8,52,8,61],[8,63,8,67],[8,68,8,72],[8,74,8,78],[8,79,8,83],[9,1,9,33],[9,34,9,39],[9,40,9,45],[9,46,9,51],[9,52,9,61],[9,63,9,67],[9,68,9,72],[9,74,9,78],[9,79,9,83],[14,47,14,51],[14,52,14,61],[11,1,11,61],[11,63,11,72],[11,74,11,83],[12,1,13,2],[12,3,13,23],[12,24,13,28],[12,29,13,32],[12,33,12,61],[12,63,12,67],[12,68,12,72],[12,74,12,78],[12,79,12,83],[13,33,13,38],[13,39,13,42],[13,43,13,46],[13,47,13,51],[13,52,13,61],[13,63,13,67],[13,68,13,72],[13,74,13,78],[13,79,13,83],[15,39,15,42],[15,43,15,46],[15,47,15,51],[14,63,14,67],[14,68,14,72],[14,74,14,78],[14,79,14,83],[15,1,15,2],[15,3,15,23],[15,24,15,28],[15,29,15,32],[15,33,15,38],[15,74,15,78],[15,79,15,83],[15,52,15,61],[15,63,15,67],[15,68,15,72],[14,1,14,2],[14,3,14,23],[14,24,14,28],[14,29,14,32],[14,33,14,38],[14,39,14,42],[14,43,14,46],[16,79,16,83],[17,1,17,2],[17,3,17,23],[17,24,17,28],[17,29,17,32],[17,33,17,38],[17,74,17,78],[17,79,17,83],[17,52,17,61],[17,63,17,67],[17,68,17,72],[16,1,16,2],[16,3,16,23],[16,24,16,28],[16,29,16,32],[16,33,16,38],[16,39,16,42],[16,43,16,46],[16,47,16,51],[18,43,18,46],[18,47,18,51],[17,39,17,42],[17,43,17,46],[17,47,17,51],[16,52,16,61],[16,63,16,67],[16,68,16,72],[16,74,16,78],[19,39,19,42],[19,43,19,46],[19,47,19,51],[18,52,18,61],[18,63,18,67],[18,68,18,72],[18,74,18,78],[18,79,18,83],[19,1,19,2],[19,3,19,23],[19,24,19,28],[19,29,19,32],[19,33,19,38],[19,74,19,78],[19,79,19,83],[19,52,19,61],[19,63,19,67],[19,68,19,72],[18,1,18,2],[18,3,18,23],[18,24,18,28],[18,29,18,32],[18,33,18,38],[18,39,18,42],[20,79,20,83],[21,1,21,2],[21,3,21,23],[21,24,21,28],[21,29,21,32],[21,33,21,38],[21,74,21,78],[21,79,21,83],[21,52,21,61],[21,63,21,67],[21,68,21,72],[20,1,20,2],[20,3,20,23],[20,24,20,28],[20,29,20,32],[20,33,20,38],[20,39,20,42],[20,43,20,46],[20,47,20,51],[22,43,22,46],[22,47,22,51],[21,39,21,42],[21,43,21,46],[21,47,21,51],[20,52,20,61],[20,63,20,67],[20,68,20,72],[20,74,20,78],[23,39,23,42],[23,43,23,46],[23,47,23,51],[22,52,22,61],[22,63,22,67],[22,68,22,72],[22,74,22,78],[22,79,22,83],[23,1,23,2],[23,3,23,23],[23,24,23,28],[23,29,23,32],[23,33,23,38],[23,74,23,78],[23,79,23,83],[23,52,23,61],[23,63,23,67],[23,68,23,72],[22,1,22,2],[22,3,22,23],[22,24,22,28],[22,29,22,32],[22,33,22,38],[22,39,22,42],[24,79,24,83],[25,1,25,2],[25,3,25,23],[25,24,25,28],[25,29,25,32],[25,33,25,38],[25,74,25,78],[25,79,25,83],[25,52,25,61],[25,63,25,67],[25,68,25,72],[24,1,24,2],[24,3,24,23],[24,24,24,28],[24,29,24,32],[24,33,24,38],[24,39,24,42],[24,43,24,46],[24,47,24,51],[26,43,26,46],[26,47,26,51],[25,39,25,42],[25,43,25,46],[25,47,25,51],[24,52,24,61],[24,63,24,67],[24,68,24,72],[24,74,24,78],[27,39,27,42],[27,43,27,46],[27,47,27,51],[26,52,26,61],[26,63,26,67],[26,68,26,72],[26,74,26,78],[26,79,26,83],[27,1,27,2],[27,3,27,23],[27,24,27,28],[27,29,27,32],[27,33,27,38],[27,74,27,78],[27,79,27,83],[27,52,27,61],[27,63,27,67],[27,68,27,72],[26,1,26,2],[26,3,26,23],[26,24,26,28],[26,29,26,32],[26,33,26,38],[26,39,26,42],[28,79,28,83],[29,1,29,2],[29,3,29,23],[29,24,29,28],[29,29,29,32],[29,33,29,38],[29,74,29,78],[29,79,29,83],[29,52,29,61],[29,63,29,67],[29,68,29,72],[28,1,28,2],[28,3,28,23],[28,24,28,28],[28,29,28,32],[28,33,28,38],[28,39,28,42],[28,43,28,46],[28,47,28,51],[30,43,30,46],[30,47,30,51],[29,39,29,42],[29,43,29,46],[29,47,29,51],[28,52,28,61],[28,63,28,67],[28,68,28,72],[28,74,28,78],[31,39,31,42],[31,43,31,46],[31,47,31,51],[30,52,30,61],[30,63,30,67],[30,68,30,72],[30,74,30,78],[30,79,30,83],[31,1,31,2],[31,3,31,23],[31,24,31,28],[31,29,31,32],[31,33,31,38],[31,74,31,78],[31,79,31,83],[31,52,31,61],[31,63,31,67],[31,68,31,72],[30,1,30,2],[30,3,30,23],[30,24,30,28],[30,29,30,32],[30,33,30,38],[30,39,30,42],[32,52,32,61],[32,63,32,67],[32,68,32,72],[32,74,32,78],[32,79,32,83],[33,1,33,2],[33,3,33,23],[33,24,33,28],[33,29,33,32],[33,33,33,38],[33,74,33,78],[33,79,33,83],[32,1,32,2],[32,3,32,23],[32,24,32,28],[32,29,32,32],[32,33,32,38],[32,39,32,42],[32,43,32,46],[32,47,32,51],[33,39,33,42],[33,43,33,46],[33,47,33,51],[33,52,33,61],[33,63,33,67],[33,68,33,72],[36,63,36,67],[36,68,36,72],[36,74,36,78],[39,74,39,78],[39,79,39,83],[38,63,38,67],[38,68,38,72],[38,79,38,83],[39,68,39,72],[35,1,35,61],[35,63,35,72],[35,74,35,83],[36,1,37,2],[36,3,37,23],[36,24,37,28],[36,29,37,32],[36,33,36,61],[36,79,36,83],[37,33,37,39],[37,40,37,45],[37,46,37,51],[37,52,37,61],[37,63,37,67],[37,68,37,72],[37,74,37,78],[37,79,37,83],[38,1,38,2],[38,3,38,23],[38,24,38,28],[38,29,38,32],[38,33,38,39],[38,40,38,45],[38,46,38,51],[38,52,38,61],[38,74,38,78],[40,46,40,51],[40,52,40,61],[40,63,40,67],[40,68,40,72],[40,74,40,78],[40,79,40,83],[40,1,40,2],[40,3,40,23],[40,24,40,28],[40,29,40,32],[40,33,40,39],[40,40,40,45],[39,1,39,2],[39,3,39,23],[39,24,39,28],[39,29,39,32],[39,33,39,39],[39,40,39,45],[39,46,39,51],[39,52,39,61],[39,63,39,67],[41,46,41,51],[41,52,41,61],[41,63,41,67],[41,68,41,72],[41,74,41,78],[41,79,41,83],[41,1,41,2],[41,3,41,23],[41,24,41,28],[41,29,41,32],[41,33,41,39],[41,40,41,45],[42,46,42,51],[42,52,42,61],[42,63,42,67],[42,68,42,72],[42,74,42,78],[42,79,42,83],[42,1,42,2],[42,3,42,23],[42,24,42,28],[42,29,42,32],[42,33,42,39],[42,40,42,45],[43,46,43,51],[43,52,43,61],[43,63,43,67],[43,68,43,72],[43,74,43,78],[43,79,43,83],[43,1,43,2],[43,3,43,23],[43,24,43,28],[43,29,43,32],[43,33,43,39],[43,40,43,45],[44,46,44,51],[44,52,44,61],[44,63,44,67],[44,68,44,72],[44,74,44,78],[44,79,44,83],[44,1,44,2],[44,3,44,23],[44,24,44,28],[44,29,44,32],[44,33,44,39],[44,40,44,45],[45,46,45,51],[45,52,45,61],[45,63,45,67],[45,68,45,72],[45,74,45,78],[45,79,45,83],[45,1,45,2],[45,3,45,23],[45,24,45,28],[45,29,45,32],[45,33,45,39],[45,40,45,45],[46,46,46,51],[46,52,46,61],[46,63,46,67],[46,68,46,72],[46,74,46,78],[46,79,46,83],[46,1,46,2],[46,3,46,23],[46,24,46,28],[46,29,46,32],[46,33,46,39],[46,40,46,45],[47,46,47,51],[47,52,47,61],[47,63,47,67],[47,68,47,72],[47,74,47,78],[47,79,47,83],[47,1,47,2],[47,3,47,23],[47,24,47,28],[47,29,47,32],[47,33,47,39],[47,40,47,45],[48,46,48,51],[48,52,48,61],[48,63,48,67],[48,68,48,72],[48,74,48,78],[48,79,48,83],[48,1,48,2],[48,3,48,23],[48,24,48,28],[48,29,48,32],[48,33,48,39],[48,40,48,45],[49,46,49,51],[49,52,49,61],[49,63,49,67],[49,68,49,72],[49,74,49,78],[49,79,49,83],[49,1,49,2],[49,3,49,23],[49,24,49,28],[49,29,49,32],[49,33,49,39],[49,40,49,45],[50,46,50,51],[50,52,50,61],[50,63,50,67],[50,68,50,72],[50,74,50,78],[50,79,50,83],[50,1,50,2],[50,3,50,23],[50,24,50,28],[50,29,50,32],[50,33,50,39],[50,40,50,45],[51,46,51,51],[51,52,51,61],[51,63,51,67],[51,68,51,72],[51,74,51,78],[51,79,51,83],[51,1,51,2],[51,3,51,23],[51,24,51,28],[51,29,51,32],[51,33,51,39],[51,40,51,45],[52,46,52,51],[52,52,52,61],[52,63,52,67],[52,68,52,72],[52,74,52,78],[52,79,52,83],[52,1,52,2],[52,3,52,23],[52,24,52,28],[52,29,52,32],[52,33,52,39],[52,40,52,45],[53,46,53,51],[53,52,53,61],[53,63,53,67],[53,68,53,72],[53,74,53,78],[53,79,53,83],[53,1,53,2],[53,3,53,23],[53,24,53,28],[53,29,53,32],[53,33,53,39],[53,40,53,45],[54,46,54,51],[54,52,54,61],[54,63,54,67],[54,68,54,72],[54,74,54,78],[54,79,54,83],[54,1,54,2],[54,3,54,23],[54,24,54,28],[54,29,54,32],[54,33,54,39],[54,40,54,45],[55,46,55,51],[55,52,55,61],[55,63,55,67],[55,68,55,72],[55,74,55,78],[55,79,55,83],[55,1,55,2],[55,3,55,23],[55,24,55,28],[55,29,55,32],[55,33,55,39],[55,40,55,45],[56,46,56,51],[56,52,56,61],[56,63,56,67],[56,68,56,72],[56,74,56,78],[56,79,56,83],[56,1,56,2],[56,3,56,23],[56,24,56,28],[56,29,56,32],[56,33,56,39],[56,40,56,45],[57,46,57,51],[57,52,57,61],[57,63,57,67],[57,68,57,72],[57,74,57,78],[57,79,57,83],[57,1,57,2],[57,3,57,23],[57,24,57,28],[57,29,57,32],[57,33,57,39],[57,40,57,45]]}
[]
[null,null,null,null,null,null,null,null,null,null,null,"Calcul de la dépréciation de la résistance thermique effective ",null,null,null,null,null,null,null,null,null,null,null,null,null,null,null,null,null,null,null,null,null,null,null,null,null,null,null,null,null,null,null,null,null,"Ensemble opaque hors sol",null,null,null,null,null,null,null,null,null,null,null,null,null,null,null,null,null,null,null,null,16,null,null,null,null,null,null,null,null,null,{"$f":"Version","v":"Version R01"}]
[]
[null,"Résultats →",null,null,null,null,null,null,null,null,null,null,null,null,"Flux thermique total et Résistance thermique effective dépréciée des bâtiments"]
[null,null,null,null,null,null,null,null,null,null,null,null,null,null,"Bâtiment\nPROPOSÉ",null,null,null,null,null,null,null,null,null,null,null,null,null,null," Σ Flux (W / K)",null,null,null,null,null,null,null,null,null,{"$f":"IFERROR(BL10+BQ13+BQ37,0)","v":0},null,null,null,null,null,null,null,null,null,"Bâtiment\nRÉFÉRENCE",null,null,null,null,null,null,null,null,null,null,null,null,null,null," Σ Flux (W / K)",null,null,null,null,null,null,null,null,null,{"$f":"IFERROR(BW10+CB13+CB37,0)","v":0}]
[null,null,null,null,null,null,null,null,null,null,null,null,null,null,null,null,null,null,null,null,null,null,null,null,null,null,null,null,null,"RSIED (m² · K / W)",null,null,null,null,null,null,null,null,null,{"$f":"IFERROR($AO$10/AN5,0)","v":0},null,null,null,null,null,null,null,null,null,null,null,null,null,null,null,null,null,null,null,null,null,null,null,null,"RSIED (m² · K / W)",null,null,null,null,null,null,null,null,null,{"$f":"IFERROR($AO$10/BW5,0)","v":0}]
[]
[null,"1 - Ensemble opaque hors sol",null,null,null,null,null,null,null,null,null,null,null,null,null,null,null,null,null,null,null,null,null,null,null,null,null,null,null,null,null,null,null,null,null,null,null,null,null,null,null,null,null,null,null,null,null,null,null,null,null,null,null,null,null,null,null,null,null,null,null,null,null,"Bâtiment PROPOSÉ",null,null,null,null,null,null,null,null,null,null,"Bâtiment RÉFÉRENCE"]
[null,"Nom de l'ensemble opaque hors sol",null,null,null,null,null,null,null,null,null,null,null,null,null,null,null,null,null,null,null,null,null,null,null,null,null,null,null,null,null,null,null,null,"Type\nd'ensemble",null,null,null,null,null,"Aire\n(m2)",null,null,null,null,null,"RSIE\n(m² · K / W)",null,null,null,null,null,"Référence",null,null,null,null,null,null,null,null,null,null,"Flux thermique\n(W / K)",null,null,null,null,"Pourcentage\n(%)",null,null,null,null,null,"Flux thermique\n(W / K)",null,null,null,null,"Pourcentage\n(%)"]
[null,{"$f":"INDEX(Vecteur_Nom_Ensemble_Opaque,BO2)","v":0},null,null,null,null,null,null,null,null,null,null,null,null,null,null,null,null,null,null,null,null,null,null,null,null,null,null,null,null,null,null,null,null,{"$f":"INDEX(Vecteur_Type_Ensemble,BO2)","v":0},null,null,null,null,null,{"$f":"INDEX(Vecteur_Aire_Ensemble,BO2)","v":0},null,null,null,null,null,{"$f":"INDEX(Vecteur_Résistance_Thermique_Effective_Proposé,BO2)","v":0},null,null,null,null,null,null,null,null,null,null,null,null,null,null,null,null,{"$f":"IFERROR(AO10/AU10,0)","v":0},null,null,null,null,{"$f":"IFERROR(BL10/$AN$5,0)","v":0},null,null,null,null,null,{"$f":"IFERROR(AO10/INDEX(Vecteur_Résistance_Thermique_Effective_Référence,BO2),0)","v":0},null,null,null,null,{"$f":"IFERROR(BW10/$BW$5,0)","v":0}]
[]
[null,"2 - Jonctions linéaires",null,null,null,null,null,null,null,null,null,null,null,null,null,null,null,null,null,null,null,null,null,null,null,null,null,null,null,null,null,null,null,null,null,null,null,null,null,null,null,null,null,null,null,null,null,null,null,null,null,null,null,null,null,null,null,null,null,null,null,null,null,"Bâtiment PROPOSÉ",null,null,null,null,null,null,null,null,null,null,"Bâtiment RÉFÉRENCE"]
[null,"Item",null,"Nom de la jonction linéraire",null,null,null,null,null,null,null,null,null,null,null,null,null,null,null,null,null,null,null,null,"Type de\njonction",null,null,null,null,"Longueur\n(m)",null,null,null,"Coefficient Ψ\n(W / m · K)",null,null,null,null,null,null,null,null,null,null,null,null,null,null,null,null,null,null,null,null,null,null,null,null,null,null,null,null,null," Σ Flux (W / K)",null,null,null,null,{"$f":"SUM(BL15:BL34)","v":0},null,null,null,null,null," Σ Flux (W / K)",null,null,null,null,{"$f":"SUM(BW15:BW34)","v":0}]
[null,null,null,null,null,null,null,null,null,null,null,null,null,null,null,null,null,null,null,null,null,null,null,null,null,null,null,null,null,null,null,null,null,"Conformité aux\nexigences prescriptives",null,null,null,null,null," Ψ\ngénérique",null,null,null," Ψ\nspécifique",null,null,null,"Pourcentage\nappliqué (%)",null,null,null,null,"Référence",null,null,null,null,null,null,null,null,null,null,"Flux thermique\n(W / K)",null,null,null,null,"Pourcentage\n(%)",null,null,null,null,null,"Flux thermique\n(W / K)",null,null,null,null,"Pourcentage\n(%)"]
[null,1,null,null,null,null,null,null,null,null,null,null,null,null,null,null,null,null,null,null,null,null,null,null,null,null,null,null,null,null,null,null,null,null,null,null,null,null,null,{"$f":"IF(AND(Y15<>\"\",AH15=\"Oui\"),VLOOKUP(Y15,Tableau_Coefficients_Linéaires,2,0),IF(AND(Y15<>\"\",AH15=\"Non\"),VLOOKUP(Y15,Tableau_Coefficients_Linéaires,3,0),\"\"))","v":""},null,null,null,null,null,null,null,null,null,null,null,null,null,null,null,null,null,null,null,null,null,null,null,{"$f":"IF(AND(Y15<>\"\",AD15<>\"\",AH15<>\"\"),IF(AND(AN15<>\"\",AV15<>\"\"),AD15*AN15*AV15/100,IF(AND(AR15<>\"\",AV15<>\"\"),AD15*AR15*AV15/100,\"\")),0)","v":0},null,null,null,null,{"$f":"IFERROR(BL15/$AN$5,0)","v":0},null,null,null,null,null,{"$f":"IF(AND(Y15<>\"\",AD15<>\"\"),AD15*VLOOKUP(Y15,Tableau_Coefficients_Linéaires,2,0)*AV15/100,0)","v":0},null,null,null,null,{"$f":"IFERROR(BW15/$BW$5,0)","v":0}]
[null,2,null,null,null,null,null,null,null,null,null,null,null,null,null,null,null,null,null,null,null,null,null,null,null,null,null,null,null,null,null,null,null,null,null,null,null,null,null,"",null,null,null,null,null,null,null,null,null,null,null,null,null,null,null,null,null,null,null,null,null,null,null,0,null,null,null,null,0,null,null,null,null,null,0,null,null,null,null,0]
[null,3,null,null,null,null,null,null,null,null,null,null,null,null,null,null,null,null,null,null,null,null,null,null,null,null,null,null,null,null,null,null,null,null,null,null,null,null,null,"",null,null,null,null,null,null,null,null,null,null,null,null,null,null,null,null,null,null,null,null,null,null,null,0,null,null,null,null,0,null,null,null,null,null,0,null,null,null,null,0]
[null,4,null,null,null,null,null,null,null,null,null,null,null,null,null,null,null,null,null,null,null,null,null,null,null,null,null,null,null,null,null,null,null,null,null,null,null,null,null,"",null,null,null,null,null,null,null,null,null,null,null,null,null,null,null,null,null,null,null,null,null,null,null,0,null,null,null,null,0,null,null,null,null,null,0,null,null,null,null,0]
[null,5,null,null,null,null,null,null,null,null,null,null,null,null,null,null,null,null,null,null,null,null,null,null,null,null,null,null,null,null,null,null,null,null,null,null,null,null,null,"",null,null,null,null,null,null,null,null,null,null,null,null,null,null,null,null,null,null,null,null,null,null,null,0,null,null,null,null,0,null,null,null,null,null,0,null,null,null,null,0]
[null,6,null,null,null,null,null,null,null,null,null,null,null,null,null,null,null,null,null,null,null,null,null,null,null,null,null,null,null,null,null,null,null,null,null,null,null,null,null,"",null,null,null,null,null,null,null,null,null,null,null,null,null,null,null,null,null,null,null,null,null,null,null,0,null,null,null,null,0,null,null,null,null,null,0,null,null,null,null,0]
[null,7,null,null,null,null,null,null,null,null,null,null,null,null,null,null,null,null,null,null,null,null,null,null,null,null,null,null,null,null,null,null,null,null,null,null,null,null,null,"",null,null,null,null,null,null,null,null,null,null,null,null,null,null,null,null,null,null,null,null,null,null,null,0,null,null,null,null,0,null,null,null,null,null,0,null,null,null,null,0]
[null,8,null,null,null,null,null,null,null,null,null,null,null,null,null,null,null,null,null,null,null,null,null,null,null,null,null,null,null,null,null,null,null,null,null,null,null,null,null,"",null,null,null,null,null,null,null,null,null,null,null,null,null,null,null,null,null,null,null,null,null,null,null,0,null,null,null,null,0,null,null,null,null,null,0,null,null,null,null,0]
[null,9,null,null,null,null,null,null,null,null,null,null,null,null,null,null,null,null,null,null,null,null,null,null,null,null,null,null,null,null,null,null,null,null,null,null,null,null,null,"",null,null,null,null,null,null,null,null,null,null,null,null,null,null,null,null,null,null,null,null,null,null,null,0,null,null,null,null,0,null,null,null,null,null,0,null,null,null,null,0]
[null,10,null,null,null,null,null,null,null,null,null,null,null,null,null,null,null,null,null,null,null,null,null,null,null,null,null,null,null,null,null,null,null,null,null,null,null,null,null,"",null,null,null,null,null,null,null,null,null,null,null,null,null,null,null,null,null,null,null,null,null,null,null,0,null,null,null,null,0,null,null,null,null,null,0,null,null,null,null,0]
[null,11,null,null,null,null,null,null,null,null,null,null,null,null,null,null,null,null,null,null,null,null,null,null,null,null,null,null,null,null,null,null,null,null,null,null,null,null,null,"",null,null,null,null,null,null,null,null,null,null,null,null,null,null,null,null,null,null,null,null,null,null,null,0,null,null,null,null,0,null,null,null,null,null,0,null,null,null,null,0]
[null,12,null,null,null,null,null,null,null,null,null,null,null,null,null,null,null,null,null,null,null,null,null,null,null,null,null,null,null,null,null,null,null,null,null,null,null,null,null,"",null,null,null,null,null,null,null,null,null,null,null,null,null,null,null,null,null,null,null,null,null,null,null,0,null,null,null,null,0,null,null,null,null,null,0,null,null,null,null,0]
[null,13,null,null,null,null,null,null,null,null,null,null,null,null,null,null,null,null,null,null,null,null,null,null,null,null,null,null,null,null,null,null,null,null,null,null,null,null,null,"",null,null,null,null,null,null,null,null,null,null,null,null,null,null,null,null,null,null,null,null,null,null,null,0,null,null,null,null,0,null,null,null,null,null,0,null,null,null,null,0]
[null,14,null,null,null,null,null,null,null,null,null,null,null,null,null,null,null,null,null,null,null,null,null,null,null,null,null,null,null,null,null,null,null,null,null,null,null,null,null,"",null,null,null,null,null,null,null,null,null,null,null,null,null,null,null,null,null,null,null,null,null,null,null,0,null,null,null,null,0,null,null,null,null,null,0,null,null,null,null,0]
[null,15,null,null,null,null,null,null,null,null,null,null,null,null,null,null,null,null,null,null,null,null,null,null,null,null,null,null,null,null,null,null,null,null,null,null,null,null,null,"",null,null,null,null,null,null,null,null,null,null,null,null,null,null,null,null,null,null,null,null,null,null,null,0,null,null,null,null,0,null,null,null,null,null,0,null,null,null,null,0]
[null,16,null,null,null,null,null,null,null,null,null,null,null,null,null,null,null,null,null,null,null,null,null,null,null,null,null,null,null,null,null,null,null,null,null,null,null,null,null,"",null,null,null,null,null,null,null,null,null,null,null,null,null,null,null,null,null,null,null,null,null,null,null,0,null,null,null,null,0,null,null,null,null,null,0,null,null,null,null,0]
[null,17,null,null,null,null,null,null,null,null,null,null,null,null,null,null,null,null,null,null,null,null,null,null,null,null,null,null,null,null,null,null,null,null,null,null,null,null,null,"",null,null,null,null,null,null,null,null,null,null,null,null,null,null,null,null,null,null,null,null,null,null,null,0,null,null,null,null,0,null,null,null,null,null,0,null,null,null,null,0]
[null,18,null,null,null,null,null,null,null,null,null,null,null,null,null,null,null,null,null,null,null,null,null,null,null,null,null,null,null,null,null,null,null,null,null,null,null,null,null,"",null,null,null,null,null,null,null,null,null,null,null,null,null,null,null,null,null,null,null,null,null,null,null,0,null,null,null,null,0,null,null,null,null,null,0,null,null,null,null,0]
[null,19,null,null,null,null,null,null,null,null,null,null,null,null,null,null,null,null,null,null,null,null,null,null,null,null,null,null,null,null,null,null,null,null,null,null,null,null,null,"",null,null,null,null,null,null,null,null,null,null,null,null,null,null,null,null,null,null,null,null,null,null,null,0,null,null,null,null,0,null,null,null,null,null,0,null,null,null,null,0]
[null,20,null,null,null,null,null,null,null,null,null,null,null,null,null,null,null,null,null,null,null,null,null,null,null,null,null,null,null,null,null,null,null,null,null,null,null,null,null,"",null,null,null,null,null,null,null,null,null,null,null,null,null,null,null,null,null,null,null,null,null,null,null,0,null,null,null,null,0,null,null,null,null,null,0,null,null,null,null,0]
[]
[null,"3 - Pénétrations ponctuelles",null,null,null,null,null,null,null,null,null,null,null,null,null,null,null,null,null,null,null,null,null,null,null,null,null,null,null,null,null,null,null,null,null,null,null,null,null,null,null,null,null,null,null,null,null,null,null,null,null,null,null,null,null,null,null,null,null,null,null,null,null,"Bâtiment PROPOSÉ",null,null,null,null,null,null,null,null,null,null,"Bâtiment RÉFÉRENCE"]
[null,"Item",null,"Nom de la pénétration ponctuelle",null,null,null,null,null,null,null,null,null,null,null,null,null,null,null,null,null,null,null,null,"Type de\npénétration",null,null,null,null,"Quantité",null,null,null,"Coefficient Ӽ\n(W / m · K)",null,null,null,null,null,null,null,null,null,null,null,null,null,null,null,null,null,null,null,null,null,null,null,null,null,null,null,null,null," Σ Flux (W / K)",null,null,null,null,{"$f":"SUM(BL39:BL58)","v":0},null,null,null,null,null," Σ Flux (W / K)",null,null,null,null,{"$f":"SUM(BW39:BW58)","v":0}]
[null,null,null,null,null,null,null,null,null,null,null,null,null,null,null,null,null,null,null,null,null,null,null,null,null,null,null,null,null,null,null,null,null,"Conformité aux\nexigences prescriptives",null,null,null,null,null,null," Ӽ\ngénérique",null,null,null,null,null," Ӽ\nspécifique",null,null,null,null,null,"Référence",null,null,null,null,null,null,null,null,null,null,"Flux thermique\n(W / K)",null,null,null,null,"Pourcentage\n(%)",null,null,null,null,null,"Flux thermique\n(W / K)",null,null,null,null,"Pourcentage\n(%)"]
[null,1,null,null,null,null,null,null,null,null,null,null,null,null,null,null,null,null,null,null,null,null,null,null,null,null,null,null,null,null,null,null,null,null,null,null,null,null,null,null,{"$f":"IF(AND(Y39<>\"\",AH39=\"Oui\"),VLOOKUP(Y39,Tableau_Pénétration_Ponctuelle,2,0),IF(AND(Y39<>\"\",AH39=\"Non\"),VLOOKUP(Y39,Tableau_Pénétration_Ponctuelle,3,0),\"\"))","v":""},null,null,null,null,null,null,null,null,null,null,null,null,null,null,null,null,null,null,null,null,null,null,{"$f":"IF(AND(Y39<>\"\",AD39<>\"\",AH39<>\"\"),IF(AO39<>\"\",AD39*AO39,IF(AU39<>\"\",AD39*AU39,\"\")),0)","v":0},null,null,null,null,{"$f":"IFERROR(BL39/$AN$5,0)","v":0},null,null,null,null,null,{"$f":"IF(AND(Y39<>\"\",AD39<>\"\"),AD39*VLOOKUP(Y39,Tableau_Pénétration_Ponctuelle,2,0),0)","v":0},null,null,null,null,{"$f":"IFERROR(BW39/$BW$5,0)","v":0}]
[null,2,null,null,null,null,null,null,null,null,null,null,null,null,null,null,null,null,null,null,null,null,null,null,null,null,null,null,null,null,null,null,null,null,null,null,null,null,null,null,"",null,null,null,null,null,null,null,null,null,null,null,null,null,null,null,null,null,null,null,null,null,null,0,null,null,null,null,0,null,null,null,null,null,0,null,null,null,null,0]
[null,3,null,null,null,null,null,null,null,null,null,null,null,null,null,null,null,null,null,null,null,null,null,null,null,null,null,null,null,null,null,null,null,null,null,null,null,null,null,null,"",null,null,null,null,null,null,null,null,null,null,null,null,null,null,null,null,null,null,null,null,null,null,0,null,null,null,null,0,null,null,null,null,null,0,null,null,null,null,0]
[null,4,null,null,null,null,null,null,null,null,null,null,null,null,null,null,null,null,null,null,null,null,null,null,null,null,null,null,null,null,null,null,null,null,null,null,null,null,null,null,"",null,null,null,null,null,null,null,null,null,null,null,null,null,null,null,null,null,null,null,null,null,null,0,null,null,null,null,0,null,null,null,null,null,0,null,null,null,null,0]
[null,5,null,null,null,null,null,null,null,null,null,null,null,null,null,null,null,null,null,null,null,null,null,null,null,null,null,null,null,null,null,null,null,null,null,null,null,null,null,null,"",null,null,null,null,null,null,null,null,null,null,null,null,null,null,null,null,null,null,null,null,null,null,0,null,null,null,null,0,null,null,null,null,null,0,null,null,null,null,0]
[null,6,null,null,null,null,null,null,null,null,null,null,null,null,null,null,null,null,null,null,null,null,null,null,null,null,null,null,null,null,null,null,null,null,null,null,null,null,null,null,"",null,null,null,null,null,null,null,null,null,null,null,null,null,null,null,null,null,null,null,null,null,null,0,null,null,null,null,0,null,null,null,null,null,0,null,null,null,null,0]
[null,7,null,null,null,null,null,null,null,null,null,null,null,null,null,null,null,null,null,null,null,null,null,null,null,null,null,null,null,null,null,null,null,null,null,null,null,null,null,null,"",null,null,null,null,null,null,null,null,null,null,null,null,null,null,null,null,null,null,null,null,null,null,0,null,null,null,null,0,null,null,null,null,null,0,null,null,null,null,0]
[null,8,null,null,null,null,null,null,null,null,null,null,null,null,null,null,null,null,null,null,null,null,null,null,null,null,null,null,null,null,null,null,null,null,null,null,null,null,null,null,"",null,null,null,null,null,null,null,null,null,null,null,null,null,null,null,null,null,null,null,null,null,null,0,null,null,null,null,0,null,null,null,null,null,0,null,null,null,null,0]
[null,9,null,null,null,null,null,null,null,null,null,null,null,null,null,null,null,null,null,null,null,null,null,null,null,null,null,null,null,null,null,null,null,null,null,null,null,null,null,null,"",null,null,null,null,null,null,null,null,null,null,null,null,null,null,null,null,null,null,null,null,null,null,0,null,null,null,null,0,null,null,null,null,null,0,null,null,null,null,0]
[null,10,null,null,null,null,null,null,null,null,null,null,null,null,null,null,null,null,null,null,null,null,null,null,null,null,null,null,null,null,null,null,null,null,null,null,null,null,null,null,"",null,null,null,null,null,null,null,null,null,null,null,null,null,null,null,null,null,null,null,null,null,null,0,null,null,null,null,0,null,null,null,null,null,0,null,null,null,null,0]
[null,11,null,null,null,null,null,null,null,null,null,null,null,null,null,null,null,null,null,null,null,null,null,null,null,null,null,null,null,null,null,null,null,null,null,null,null,null,null,null,"",null,null,null,null,null,null,null,null,null,null,null,null,null,null,null,null,null,null,null,null,null,null,0,null,null,null,null,0,null,null,null,null,null,0,null,null,null,null,0]
[null,12,null,null,null,null,null,null,null,null,null,null,null,null,null,null,null,null,null,null,null,null,null,null,null,null,null,null,null,null,null,null,null,null,null,null,null,null,null,null,"",null,null,null,null,null,null,null,null,null,null,null,null,null,null,null,null,null,null,null,null,null,null,0,null,null,null,null,0,null,null,null,null,null,0,null,null,null,null,0]
[null,13,null,null,null,null,null,null,null,null,null,null,null,null,null,null,null,null,null,null,null,null,null,null,null,null,null,null,null,null,null,null,null,null,null,null,null,null,null,null,"",null,null,null,null,null,null,null,null,null,null,null,null,null,null,null,null,null,null,null,null,null,null,0,null,null,null,null,0,null,null,null,null,null,0,null,null,null,null,0]
[null,14,null,null,null,null,null,null,null,null,null,null,null,null,null,null,null,null,null,null,null,null,null,null,null,null,null,null,null,null,null,null,null,null,null,null,null,null,null,null,"",null,null,null,null,null,null,null,null,null,null,null,null,null,null,null,null,null,null,null,null,null,null,0,null,null,null,null,0,null,null,null,null,null,0,null,null,null,null,0]
[null,15,null,null,null,null,null,null,null,null,null,null,null,null,null,null,null,null,null,null,null,null,null,null,null,null,null,null,null,null,null,null,null,null,null,null,null,null,null,null,"",null,null,null,null,null,null,null,null,null,null,null,null,null,null,null,null,null,null,null,null,null,null,0,null,null,null,null,0,null,null,null,null,null,0,null,null,null,null,0]
[null,16,null,null,null,null,null,null,null,null,null,null,null,null,null,null,null,null,null,null,null,null,null,null,null,null,null,null,null,null,null,null,null,null,null,null,null,null,null,null,"",null,null,null,null,null,null,null,null,null,null,null,null,null,null,null,null,null,null,null,null,null,null,0,null,null,null,null,0,null,null,null,null,null,0,null,null,null,null,0]
[null,17,null,null,null,null,null,null,null,null,null,null,null,null,null,null,null,null,null,null,null,null,null,null,null,null,null,null,null,null,null,null,null,null,null,null,null,null,null,null,"",null,null,null,null,null,null,null,null,null,null,null,null,null,null,null,null,null,null,null,null,null,null,0,null,null,null,null,0,null,null,null,null,null,0,null,null,null,null,0]
[null,18,null,null,null,null,null,null,null,null,null,null,null,null,null,null,null,null,null,null,null,null,null,null,null,null,null,null,null,null,null,null,null,null,null,null,null,null,null,null,"",null,null,null,null,null,null,null,null,null,null,null,null,null,null,null,null,null,null,null,null,null,null,0,null,null,null,null,0,null,null,null,null,null,0,null,null,null,null,0]
[null,19,null,null,null,null,null,null,null,null,null,null,null,null,null,null,null,null,null,null,null,null,null,null,null,null,null,null,null,null,null,null,null,null,null,null,null,null,null,null,"",null,null,null,null,null,null,null,null,null,null,null,null,null,null,null,null,null,null,null,null,null,null,0,null,null,null,null,0,null,null,null,null,null,0,null,null,null,null,0]
[null,20,null,null,null,null,null,null,null,null,null,null,null,null,null,null,null,null,null,null,null,null,null,null,null,null,null,null,null,null,null,null,null,null,null,null,null,null,null,null,"",null,null,null,null,null,null,null,null,null,null,null,null,null,null,null,null,null,null,null,null,null,null,0,null,null,null,null,0,null,null,null,null,null,0,null,null,null,null,0]

{"sheet":"17","index":18,"n_rows":58,"n_cols":80,"rows_kept":58,"cut":false,"hidden":false,"merged":[[4,49,5,63],[4,64,4,73],[4,74,4,83],[5,29,5,38],[5,39,5,48],[5,64,5,73],[5,74,5,83],[1,1,1,10],[1,11,1,44],[1,45,1,65],[1,66,1,75],[1,76,1,83],[3,1,5,12],[3,14,3,83],[4,14,5,28],[4,29,4,38],[4,39,4,48],[7,1,7,61],[7,63,7,72],[7,74,7,83],[8,1,8,33],[8,34,8,39],[8,40,8,45],[8,46,8,51],[8,52,8,61],[8,63,8,67],[8,68,8,72],[8,74,8,78],[8,79,8,83],[9,1,9,33],[9,34,9,39],[9,40,9,45],[9,46,9,51],[9,52,9,61],[9,63,9,67],[9,68,9,72],[9,74,9,78],[9,79,9,83],[14,47,14,51],[14,52,14,61],[11,1,11,61],[11,63,11,72],[11,74,11,83],[12,1,13,2],[12,3,13,23],[12,24,13,28],[12,29,13,32],[12,33,12,61],[12,63,12,67],[12,68,12,72],[12,74,12,78],[12,79,12,83],[13,33,13,38],[13,39,13,42],[13,43,13,46],[13,47,13,51],[13,52,13,61],[13,63,13,67],[13,68,13,72],[13,74,13,78],[13,79,13,83],[15,39,15,42],[15,43,15,46],[15,47,15,51],[14,63,14,67],[14,68,14,72],[14,74,14,78],[14,79,14,83],[15,1,15,2],[15,3,15,23],[15,24,15,28],[15,29,15,32],[15,33,15,38],[15,74,15,78],[15,79,15,83],[15,52,15,61],[15,63,15,67],[15,68,15,72],[14,1,14,2],[14,3,14,23],[14,24,14,28],[14,29,14,32],[14,33,14,38],[14,39,14,42],[14,43,14,46],[16,79,16,83],[17,1,17,2],[17,3,17,23],[17,24,17,28],[17,29,17,32],[17,33,17,38],[17,74,17,78],[17,79,17,83],[17,52,17,61],[17,63,17,67],[17,68,17,72],[16,1,16,2],[16,3,16,23],[16,24,16,28],[16,29,16,32],[16,33,16,38],[16,39,16,42],[16,43,16,46],[16,47,16,51],[18,43,18,46],[18,47,18,51],[17,39,17,42],[17,43,17,46],[17,47,17,51],[16,52,16,61],[16,63,16,67],[16,68,16,72],[16,74,16,78],[19,39,19,42],[19,43,19,46],[19,47,19,51],[18,52,18,61],[18,63,18,67],[18,68,18,72],[18,74,18,78],[18,79,18,83],[19,1,19,2],[19,3,19,23],[19,24,19,28],[19,29,19,32],[19,33,19,38],[19,74,19,78],[19,79,19,83],[19,52,19,61],[19,63,19,67],[19,68,19,72],[18,1,18,2],[18,3,18,23],[18,24,18,28],[18,29,18,32],[18,33,18,38],[18,39,18,42],[20,79,20,83],[21,1,21,2],[21,3,21,23],[21,24,21,28],[21,29,21,32],[21,33,21,38],[21,74,21,78],[21,79,21,83],[21,52,21,61],[21,63,21,67],[21,68,21,72],[20,1,20,2],[20,3,20,23],[20,24,20,28],[20,29,20,32],[20,33,20,38],[20,39,20,42],[20,43,20,46],[20,47,20,51],[22,43,22,46],[22,47,22,51],[21,39,21,42],[21,43,21,46],[21,47,21,51],[20,52,20,61],[20,63,20,67],[20,68,20,72],[20,74,20,78],[23,39,23,42],[23,43,23,46],[23,47,23,51],[22,52,22,61],[22,63,22,67],[22,68,22,72],[22,74,22,78],[22,79,22,83],[23,1,23,2],[23,3,23,23],[23,24,23,28],[23,29,23,32],[23,33,23,38],[23,74,23,78],[23,79,23,83],[23,52,23,61],[23,63,23,67],[23,68,23,72],[22,1,22,2],[22,3,22,23],[22,24,22,28],[22,29,22,32],[22,33,22,38],[22,39,22,42],[24,79,24,83],[25,1,25,2],[25,3,25,23],[25,24,25,28],[25,29,25,32],[25,33,25,38],[25,74,25,78],[25,79,25,83],[25,52,25,61],[25,63,25,67],[25,68,25,72],[24,1,24,2],[24,3,24,23],[24,24,24,28],[24,29,24,32],[24,33,24,38],[24,39,24,42],[24,43,24,46],[24,47,24,51],[26,43,26,46],[26,47,26,51],[25,39,25,42],[25,43,25,46],[25,47,25,51],[24,52,24,61],[24,63,24,67],[24,68,24,72],[24,74,24,78],[27,39,27,42],[27,43,27,46],[27,47,27,51],[26,52,26,61],[26,63,26,67],[26,68,26,72],[26,74,26,78],[26,79,26,83],[27,1,27,2],[27,3,27,23],[27,24,27,28],[27,29,27,32],[27,33,27,38],[27,74,27,78],[27,79,27,83],[27,52,27,61],[27,63,27,67],[27,68,27,72],[26,1,26,2],[26,3,26,23],[26,24,26,28],[26,29,26,32],[26,33,26,38],[26,39,26,42],[28,79,28,83],[29,1,29,2],[29,3,29,23],[29,24,29,28],[29,29,29,32],[29,33,29,38],[29,74,29,78],[29,79,29,83],[29,52,29,61],[29,63,29,67],[29,68,29,72],[28,1,28,2],[28,3,28,23],[28,24,28,28],[28,29,28,32],[28,33,28,38],[28,39,28,42],[28,43,28,46],[28,47,28,51],[30,43,30,46],[30,47,30,51],[29,39,29,42],[29,43,29,46],[29,47,29,51],[28,52,28,61],[28,63,28,67],[28,68,28,72],[28,74,28,78],[31,39,31,42],[31,43,31,46],[31,47,31,51],[30,52,30,61],[30,63,30,67],[30,68,30,72],[30,74,30,78],[30,79,30,83],[31,1,31,2],[31,3,31,23],[31,24,31,28],[31,29,31,32],[31,33,31,38],[31,74,31,78],[31,79,31,83],[31,52,31,61],[31,63,31,67],[31,68,31,72],[30,1,30,2],[30,3,30,23],[30,24,30,28],[30,29,30,32],[30,33,30,38],[30,39,30,42],[32,52,32,61],[32,63,32,67],[32,68,32,72],[32,74,32,78],[32,79,32,83],[33,1,33,2],[33,3,33,23],[33,24,33,28],[33,29,33,32],[33,33,33,38],[33,74,33,78],[33,79,33,83],[32,1,32,2],[32,3,32,23],[32,24,32,28],[32,29,32,32],[32,33,32,38],[32,39,32,42],[32,43,32,46],[32,47,32,51],[33,39,33,42],[33,43,33,46],[33,47,33,51],[33,52,33,61],[33,63,33,67],[33,68,33,72],[36,63,36,67],[36,68,36,72],[36,74,36,78],[39,74,39,78],[39,79,39,83],[38,63,38,67],[38,68,38,72],[38,79,38,83],[39,68,39,72],[35,1,35,61],[35,63,35,72],[35,74,35,83],[36,1,37,2],[36,3,37,23],[36,24,37,28],[36,29,37,32],[36,33,36,61],[36,79,36,83],[37,33,37,39],[37,40,37,45],[37,46,37,51],[37,52,37,61],[37,63,37,67],[37,68,37,72],[37,74,37,78],[37,79,37,83],[38,1,38,2],[38,3,38,23],[38,24,38,28],[38,29,38,32],[38,33,38,39],[38,40,38,45],[38,46,38,51],[38,52,38,61],[38,74,38,78],[40,46,40,51],[40,52,40,61],[40,63,40,67],[40,68,40,72],[40,74,40,78],[40,79,40,83],[40,1,40,2],[40,3,40,23],[40,24,40,28],[40,29,40,32],[40,33,40,39],[40,40,40,45],[39,1,39,2],[39,3,39,23],[39,24,39,28],[39,29,39,32],[39,33,39,39],[39,40,39,45],[39,46,39,51],[39,52,39,61],[39,63,39,67],[41,46,41,51],[41,52,41,61],[41,63,41,67],[41,68,41,72],[41,74,41,78],[41,79,41,83],[41,1,41,2],[41,3,41,23],[41,24,41,28],[41,29,41,32],[41,33,41,39],[41,40,41,45],[42,46,42,51],[42,52,42,61],[42,63,42,67],[42,68,42,72],[42,74,42,78],[42,79,42,83],[42,1,42,2],[42,3,42,23],[42,24,42,28],[42,29,42,32],[42,33,42,39],[42,40,42,45],[43,46,43,51],[43,52,43,61],[43,63,43,67],[43,68,43,72],[43,74,43,78],[43,79,43,83],[43,1,43,2],[43,3,43,23],[43,24,43,28],[43,29,43,32],[43,33,43,39],[43,40,43,45],[44,46,44,51],[44,52,44,61],[44,63,44,67],[44,68,44,72],[44,74,44,78],[44,79,44,83],[44,1,44,2],[44,3,44,23],[44,24,44,28],[44,29,44,32],[44,33,44,39],[44,40,44,45],[45,46,45,51],[45,52,45,61],[45,63,45,67],[45,68,45,72],[45,74,45,78],[45,79,45,83],[45,1,45,2],[45,3,45,23],[45,24,45,28],[45,29,45,32],[45,33,45,39],[45,40,45,45],[46,46,46,51],[46,52,46,61],[46,63,46,67],[46,68,46,72],[46,74,46,78],[46,79,46,83],[46,1,46,2],[46,3,46,23],[46,24,46,28],[46,29,46,32],[46,33,46,39],[46,40,46,45],[47,46,47,51],[47,52,47,61],[47,63,47,67],[47,68,47,72],[47,74,47,78],[47,79,47,83],[47,1,47,2],[47,3,47,23],[47,24,47,28],[47,29,47,32],[47,33,47,39],[47,40,47,45],[48,46,48,51],[48,52,48,61],[48,63,48,67],[48,68,48,72],[48,74,48,78],[48,79,48,83],[48,1,48,2],[48,3,48,23],[48,24,48,28],[48,29,48,32],[48,33,48,39],[48,40,48,45],[49,46,49,51],[49,52,49,61],[49,63,49,67],[49,68,49,72],[49,74,49,78],[49,79,49,83],[49,1,49,2],[49,3,49,23],[49,24,49,28],[49,29,49,32],[49,33,49,39],[49,40,49,45],[50,46,50,51],[50,52,50,61],[50,63,50,67],[50,68,50,72],[50,74,50,78],[50,79,50,83],[50,1,50,2],[50,3,50,23],[50,24,50,28],[50,29,50,32],[50,33,50,39],[50,40,50,45],[51,46,51,51],[51,52,51,61],[51,63,51,67],[51,68,51,72],[51,74,51,78],[51,79,51,83],[51,1,51,2],[51,3,51,23],[51,24,51,28],[51,29,51,32],[51,33,51,39],[51,40,51,45],[52,46,52,51],[52,52,52,61],[52,63,52,67],[52,68,52,72],[52,74,52,78],[52,79,52,83],[52,1,52,2],[52,3,52,23],[52,24,52,28],[52,29,52,32],[52,33,52,39],[52,40,52,45],[53,46,53,51],[53,52,53,61],[53,63,53,67],[53,68,53,72],[53,74,53,78],[53,79,53,83],[53,1,53,2],[53,3,53,23],[53,24,53,28],[53,29,53,32],[53,33,53,39],[53,40,53,45],[54,46,54,51],[54,52,54,61],[54,63,54,67],[54,68,54,72],[54,74,54,78],[54,79,54,83],[54,1,54,2],[54,3,54,23],[54,24,54,28],[54,29,54,32],[54,33,54,39],[54,40,54,45],[55,46,55,51],[55,52,55,61],[55,63,55,67],[55,68,55,72],[55,74,55,78],[55,79,55,83],[55,1,55,2],[55,3,55,23],[55,24,55,28],[55,29,55,32],[55,33,55,39],[55,40,55,45],[56,46,56,51],[56,52,56,61],[56,63,56,67],[56,68,56,72],[56,74,56,78],[56,79,56,83],[56,1,56,2],[56,3,56,23],[56,24,56,28],[56,29,56,32],[56,33,56,39],[56,40,56,45],[57,46,57,51],[57,52,57,61],[57,63,57,67],[57,68,57,72],[57,74,57,78],[57,79,57,83],[57,1,57,2],[57,3,57,23],[57,24,57,28],[57,29,57,32],[57,33,57,39],[57,40,57,45]]}
[]
[null,null,null,null,null,null,null,null,null,null,null,"Calcul de la dépréciation de la résistance thermique effective ",null,null,null,null,null,null,null,null,null,null,null,null,null,null,null,null,null,null,null,null,null,null,null,null,null,null,null,null,null,null,null,null,null,"Ensemble opaque hors sol",null,null,null,null,null,null,null,null,null,null,null,null,null,null,null,null,null,null,null,null,17,null,null,null,null,null,null,null,null,null,{"$f":"Version","v":"Version R01"}]
[]
[null,"Résultats →",null,null,null,null,null,null,null,null,null,null,null,null,"Flux thermique total et Résistance thermique effective dépréciée des bâtiments"]
[null,null,null,null,null,null,null,null,null,null,null,null,null,null,"Bâtiment\nPROPOSÉ",null,null,null,null,null,null,null,null,null,null,null,null,null,null," Σ Flux (W / K)",null,null,null,null,null,null,null,null,null,{"$f":"IFERROR(BL10+BQ13+BQ37,0)","v":0},null,null,null,null,null,null,null,null,null,"Bâtiment\nRÉFÉRENCE",null,null,null,null,null,null,null,null,null,null,null,null,null,null," Σ Flux (W / K)",null,null,null,null,null,null,null,null,null,{"$f":"IFERROR(BW10+CB13+CB37,0)","v":0}]
[null,null,null,null,null,null,null,null,null,null,null,null,null,null,null,null,null,null,null,null,null,null,null,null,null,null,null,null,null,"RSIED (m² · K / W)",null,null,null,null,null,null,null,null,null,{"$f":"IFERROR($AO$10/AN5,0)","v":0},null,null,null,null,null,null,null,null,null,null,null,null,null,null,null,null,null,null,null,null,null,null,null,null,"RSIED (m² · K / W)",null,null,null,null,null,null,null,null,null,{"$f":"IFERROR($AO$10/BW5,0)","v":0}]
[]
[null,"1 - Ensemble opaque hors sol",null,null,null,null,null,null,null,null,null,null,null,null,null,null,null,null,null,null,null,null,null,null,null,null,null,null,null,null,null,null,null,null,null,null,null,null,null,null,null,null,null,null,null,null,null,null,null,null,null,null,null,null,null,null,null,null,null,null,null,null,null,"Bâtiment PROPOSÉ",null,null,null,null,null,null,null,null,null,null,"Bâtiment RÉFÉRENCE"]
[null,"Nom de l'ensemble opaque hors sol",null,null,null,null,null,null,null,null,null,null,null,null,null,null,null,null,null,null,null,null,null,null,null,null,null,null,null,null,null,null,null,null,"Type\nd'ensemble",null,null,null,null,null,"Aire\n(m2)",null,null,null,null,null,"RSIE\n(m² · K / W)",null,null,null,null,null,"Référence",null,null,null,null,null,null,null,null,null,null,"Flux thermique\n(W / K)",null,null,null,null,"Pourcentage\n(%)",null,null,null,null,null,"Flux thermique\n(W / K)",null,null,null,null,"Pourcentage\n(%)"]
[null,{"$f":"INDEX(Vecteur_Nom_Ensemble_Opaque,BO2)","v":0},null,null,null,null,null,null,null,null,null,null,null,null,null,null,null,null,null,null,null,null,null,null,null,null,null,null,null,null,null,null,null,null,{"$f":"INDEX(Vecteur_Type_Ensemble,BO2)","v":0},null,null,null,null,null,{"$f":"INDEX(Vecteur_Aire_Ensemble,BO2)","v":0},null,null,null,null,null,{"$f":"INDEX(Vecteur_Résistance_Thermique_Effective_Proposé,BO2)","v":0},null,null,null,null,null,null,null,null,null,null,null,null,null,null,null,null,{"$f":"IFERROR(AO10/AU10,0)","v":0},null,null,null,null,{"$f":"IFERROR(BL10/$AN$5,0)","v":0},null,null,null,null,null,{"$f":"IFERROR(AO10/INDEX(Vecteur_Résistance_Thermique_Effective_Référence,BO2),0)","v":0},null,null,null,null,{"$f":"IFERROR(BW10/$BW$5,0)","v":0}]
[]
[null,"2 - Jonctions linéaires",null,null,null,null,null,null,null,null,null,null,null,null,null,null,null,null,null,null,null,null,null,null,null,null,null,null,null,null,null,null,null,null,null,null,null,null,null,null,null,null,null,null,null,null,null,null,null,null,null,null,null,null,null,null,null,null,null,null,null,null,null,"Bâtiment PROPOSÉ",null,null,null,null,null,null,null,null,null,null,"Bâtiment RÉFÉRENCE"]
[null,"Item",null,"Nom de la jonction linéraire",null,null,null,null,null,null,null,null,null,null,null,null,null,null,null,null,null,null,null,null,"Type de\njonction",null,null,null,null,"Longueur\n(m)",null,null,null,"Coefficient Ψ\n(W / m · K)",null,null,null,null,null,null,null,null,null,null,null,null,null,null,null,null,null,null,null,null,null,null,null,null,null,null,null,null,null," Σ Flux (W / K)",null,null,null,null,{"$f":"SUM(BL15:BL34)","v":0},null,null,null,null,null," Σ Flux (W / K)",null,null,null,null,{"$f":"SUM(BW15:BW34)","v":0}]
[null,null,null,null,null,null,null,null,null,null,null,null,null,null,null,null,null,null,null,null,null,null,null,null,null,null,null,null,null,null,null,null,null,"Conformité aux\nexigences prescriptives",null,null,null,null,null," Ψ\ngénérique",null,null,null," Ψ\nspécifique",null,null,null,"Pourcentage\nappliqué (%)",null,null,null,null,"Référence",null,null,null,null,null,null,null,null,null,null,"Flux thermique\n(W / K)",null,null,null,null,"Pourcentage\n(%)",null,null,null,null,null,"Flux thermique\n(W / K)",null,null,null,null,"Pourcentage\n(%)"]
[null,1,null,null,null,null,null,null,null,null,null,null,null,null,null,null,null,null,null,null,null,null,null,null,null,null,null,null,null,null,null,null,null,null,null,null,null,null,null,{"$f":"IF(AND(Y15<>\"\",AH15=\"Oui\"),VLOOKUP(Y15,Tableau_Coefficients_Linéaires,2,0),IF(AND(Y15<>\"\",AH15=\"Non\"),VLOOKUP(Y15,Tableau_Coefficients_Linéaires,3,0),\"\"))","v":""},null,null,null,null,null,null,null,null,null,null,null,null,null,null,null,null,null,null,null,null,null,null,null,{"$f":"IF(AND(Y15<>\"\",AD15<>\"\",AH15<>\"\"),IF(AND(AN15<>\"\",AV15<>\"\"),AD15*AN15*AV15/100,IF(AND(AR15<>\"\",AV15<>\"\"),AD15*AR15*AV15/100,\"\")),0)","v":0},null,null,null,null,{"$f":"IFERROR(BL15/$AN$5,0)","v":0},null,null,null,null,null,{"$f":"IF(AND(Y15<>\"\",AD15<>\"\"),AD15*VLOOKUP(Y15,Tableau_Coefficients_Linéaires,2,0)*AV15/100,0)","v":0},null,null,null,null,{"$f":"IFERROR(BW15/$BW$5,0)","v":0}]
[null,2,null,null,null,null,null,null,null,null,null,null,null,null,null,null,null,null,null,null,null,null,null,null,null,null,null,null,null,null,null,null,null,null,null,null,null,null,null,"",null,null,null,null,null,null,null,null,null,null,null,null,null,null,null,null,null,null,null,null,null,null,null,0,null,null,null,null,0,null,null,null,null,null,0,null,null,null,null,0]
[null,3,null,null,null,null,null,null,null,null,null,null,null,null,null,null,null,null,null,null,null,null,null,null,null,null,null,null,null,null,null,null,null,null,null,null,null,null,null,"",null,null,null,null,null,null,null,null,null,null,null,null,null,null,null,null,null,null,null,null,null,null,null,0,null,null,null,null,0,null,null,null,null,null,0,null,null,null,null,0]
[null,4,null,null,null,null,null,null,null,null,null,null,null,null,null,null,null,null,null,null,null,null,null,null,null,null,null,null,null,null,null,null,null,null,null,null,null,null,null,"",null,null,null,null,null,null,null,null,null,null,null,null,null,null,null,null,null,null,null,null,null,null,null,0,null,null,null,null,0,null,null,null,null,null,0,null,null,null,null,0]
[null,5,null,null,null,null,null,null,null,null,null,null,null,null,null,null,null,null,null,null,null,null,null,null,null,null,null,null,null,null,null,null,null,null,null,null,null,null,null,"",null,null,null,null,null,null,null,null,null,null,null,null,null,null,null,null,null,null,null,null,null,null,null,0,null,null,null,null,0,null,null,null,null,null,0,null,null,null,null,0]
[null,6,null,null,null,null,null,null,null,null,null,null,null,null,null,null,null,null,null,null,null,null,null,null,null,null,null,null,null,null,null,null,null,null,null,null,null,null,null,"",null,null,null,null,null,null,null,null,null,null,null,null,null,null,null,null,null,null,null,null,null,null,null,0,null,null,null,null,0,null,null,null,null,null,0,null,null,null,null,0]
[null,7,null,null,null,null,null,null,null,null,null,null,null,null,null,null,null,null,null,null,null,null,null,null,null,null,null,null,null,null,null,null,null,null,null,null,null,null,null,"",null,null,null,null,null,null,null,null,null,null,null,null,null,null,null,null,null,null,null,null,null,null,null,0,null,null,null,null,0,null,null,null,null,null,0,null,null,null,null,0]
[null,8,null,null,null,null,null,null,null,null,null,null,null,null,null,null,null,null,null,null,null,null,null,null,null,null,null,null,null,null,null,null,null,null,null,null,null,null,null,"",null,null,null,null,null,null,null,null,null,null,null,null,null,null,null,null,null,null,null,null,null,null,null,0,null,null,null,null,0,null,null,null,null,null,0,null,null,null,null,0]
[null,9,null,null,null,null,null,null,null,null,null,null,null,null,null,null,null,null,null,null,null,null,null,null,null,null,null,null,null,null,null,null,null,null,null,null,null,null,null,"",null,null,null,null,null,null,null,null,null,null,null,null,null,null,null,null,null,null,null,null,null,null,null,0,null,null,null,null,0,null,null,null,null,null,0,null,null,null,null,0]
[null,10,null,null,null,null,null,null,null,null,null,null,null,null,null,null,null,null,null,null,null,null,null,null,null,null,null,null,null,null,null,null,null,null,null,null,null,null,null,"",null,null,null,null,null,null,null,null,null,null,null,null,null,null,null,null,null,null,null,null,null,null,null,0,null,null,null,null,0,null,null,null,null,null,0,null,null,null,null,0]
[null,11,null,null,null,null,null,null,null,null,null,null,null,null,null,null,null,null,null,null,null,null,null,null,null,null,null,null,null,null,null,null,null,null,null,null,null,null,null,"",null,null,null,null,null,null,null,null,null,null,null,null,null,null,null,null,null,null,null,null,null,null,null,0,null,null,null,null,0,null,null,null,null,null,0,null,null,null,null,0]
[null,12,null,null,null,null,null,null,null,null,null,null,null,null,null,null,null,null,null,null,null,null,null,null,null,null,null,null,null,null,null,null,null,null,null,null,null,null,null,"",null,null,null,null,null,null,null,null,null,null,null,null,null,null,null,null,null,null,null,null,null,null,null,0,null,null,null,null,0,null,null,null,null,null,0,null,null,null,null,0]
[null,13,null,null,null,null,null,null,null,null,null,null,null,null,null,null,null,null,null,null,null,null,null,null,null,null,null,null,null,null,null,null,null,null,null,null,null,null,null,"",null,null,null,null,null,null,null,null,null,null,null,null,null,null,null,null,null,null,null,null,null,null,null,0,null,null,null,null,0,null,null,null,null,null,0,null,null,null,null,0]
[null,14,null,null,null,null,null,null,null,null,null,null,null,null,null,null,null,null,null,null,null,null,null,null,null,null,null,null,null,null,null,null,null,null,null,null,null,null,null,"",null,null,null,null,null,null,null,null,null,null,null,null,null,null,null,null,null,null,null,null,null,null,null,0,null,null,null,null,0,null,null,null,null,null,0,null,null,null,null,0]
[null,15,null,null,null,null,null,null,null,null,null,null,null,null,null,null,null,null,null,null,null,null,null,null,null,null,null,null,null,null,null,null,null,null,null,null,null,null,null,"",null,null,null,null,null,null,null,null,null,null,null,null,null,null,null,null,null,null,null,null,null,null,null,0,null,null,null,null,0,null,null,null,null,null,0,null,null,null,null,0]
[null,16,null,null,null,null,null,null,null,null,null,null,null,null,null,null,null,null,null,null,null,null,null,null,null,null,null,null,null,null,null,null,null,null,null,null,null,null,null,"",null,null,null,null,null,null,null,null,null,null,null,null,null,null,null,null,null,null,null,null,null,null,null,0,null,null,null,null,0,null,null,null,null,null,0,null,null,null,null,0]
[null,17,null,null,null,null,null,null,null,null,null,null,null,null,null,null,null,null,null,null,null,null,null,null,null,null,null,null,null,null,null,null,null,null,null,null,null,null,null,"",null,null,null,null,null,null,null,null,null,null,null,null,null,null,null,null,null,null,null,null,null,null,null,0,null,null,null,null,0,null,null,null,null,null,0,null,null,null,null,0]
[null,18,null,null,null,null,null,null,null,null,null,null,null,null,null,null,null,null,null,null,null,null,null,null,null,null,null,null,null,null,null,null,null,null,null,null,null,null,null,"",null,null,null,null,null,null,null,null,null,null,null,null,null,null,null,null,null,null,null,null,null,null,null,0,null,null,null,null,0,null,null,null,null,null,0,null,null,null,null,0]
[null,19,null,null,null,null,null,null,null,null,null,null,null,null,null,null,null,null,null,null,null,null,null,null,null,null,null,null,null,null,null,null,null,null,null,null,null,null,null,"",null,null,null,null,null,null,null,null,null,null,null,null,null,null,null,null,null,null,null,null,null,null,null,0,null,null,null,null,0,null,null,null,null,null,0,null,null,null,null,0]
[null,20,null,null,null,null,null,null,null,null,null,null,null,null,null,null,null,null,null,null,null,null,null,null,null,null,null,null,null,null,null,null,null,null,null,null,null,null,null,"",null,null,null,null,null,null,null,null,null,null,null,null,null,null,null,null,null,null,null,null,null,null,null,0,null,null,null,null,0,null,null,null,null,null,0,null,null,null,null,0]
[]
[null,"3 - Pénétrations ponctuelles",null,null,null,null,null,null,null,null,null,null,null,null,null,null,null,null,null,null,null,null,null,null,null,null,null,null,null,null,null,null,null,null,null,null,null,null,null,null,null,null,null,null,null,null,null,null,null,null,null,null,null,null,null,null,null,null,null,null,null,null,null,"Bâtiment PROPOSÉ",null,null,null,null,null,null,null,null,null,null,"Bâtiment RÉFÉRENCE"]
[null,"Item",null,"Nom de la pénétration ponctuelle",null,null,null,null,null,null,null,null,null,null,null,null,null,null,null,null,null,null,null,null,"Type de\npénétration",null,null,null,null,"Quantité",null,null,null,"Coefficient Ӽ\n(W / m · K)",null,null,null,null,null,null,null,null,null,null,null,null,null,null,null,null,null,null,null,null,null,null,null,null,null,null,null,null,null," Σ Flux (W / K)",null,null,null,null,{"$f":"SUM(BL39:BL58)","v":0},null,null,null,null,null," Σ Flux (W / K)",null,null,null,null,{"$f":"SUM(BW39:BW58)","v":0}]
[null,null,null,null,null,null,null,null,null,null,null,null,null,null,null,null,null,null,null,null,null,null,null,null,null,null,null,null,null,null,null,null,null,"Conformité aux\nexigences prescriptives",null,null,null,null,null,null," Ӽ\ngénérique",null,null,null,null,null," Ӽ\nspécifique",null,null,null,null,null,"Référence",null,null,null,null,null,null,null,null,null,null,"Flux thermique\n(W / K)",null,null,null,null,"Pourcentage\n(%)",null,null,null,null,null,"Flux thermique\n(W / K)",null,null,null,null,"Pourcentage\n(%)"]
[null,1,null,null,null,null,null,null,null,null,null,null,null,null,null,null,null,null,null,null,null,null,null,null,null,null,null,null,null,null,null,null,null,null,null,null,null,null,null,null,{"$f":"IF(AND(Y39<>\"\",AH39=\"Oui\"),VLOOKUP(Y39,Tableau_Pénétration_Ponctuelle,2,0),IF(AND(Y39<>\"\",AH39=\"Non\"),VLOOKUP(Y39,Tableau_Pénétration_Ponctuelle,3,0),\"\"))","v":""},null,null,null,null,null,null,null,null,null,null,null,null,null,null,null,null,null,null,null,null,null,null,{"$f":"IF(AND(Y39<>\"\",AD39<>\"\",AH39<>\"\"),IF(AO39<>\"\",AD39*AO39,IF(AU39<>\"\",AD39*AU39,\"\")),0)","v":0},null,null,null,null,{"$f":"IFERROR(BL39/$AN$5,0)","v":0},null,null,null,null,null,{"$f":"IF(AND(Y39<>\"\",AD39<>\"\"),AD39*VLOOKUP(Y39,Tableau_Pénétration_Ponctuelle,2,0),0)","v":0},null,null,null,null,{"$f":"IFERROR(BW39/$BW$5,0)","v":0}]
[null,2,null,null,null,null,null,null,null,null,null,null,null,null,null,null,null,null,null,null,null,null,null,null,null,null,null,null,null,null,null,null,null,null,null,null,null,null,null,null,"",null,null,null,null,null,null,null,null,null,null,null,null,null,null,null,null,null,null,null,null,null,null,0,null,null,null,null,0,null,null,null,null,null,0,null,null,null,null,0]
[null,3,null,null,null,null,null,null,null,null,null,null,null,null,null,null,null,null,null,null,null,null,null,null,null,null,null,null,null,null,null,null,null,null,null,null,null,null,null,null,"",null,null,null,null,null,null,null,null,null,null,null,null,null,null,null,null,null,null,null,null,null,null,0,null,null,null,null,0,null,null,null,null,null,0,null,null,null,null,0]
[null,4,null,null,null,null,null,null,null,null,null,null,null,null,null,null,null,null,null,null,null,null,null,null,null,null,null,null,null,null,null,null,null,null,null,null,null,null,null,null,"",null,null,null,null,null,null,null,null,null,null,null,null,null,null,null,null,null,null,null,null,null,null,0,null,null,null,null,0,null,null,null,null,null,0,null,null,null,null,0]
[null,5,null,null,null,null,null,null,null,null,null,null,null,null,null,null,null,null,null,null,null,null,null,null,null,null,null,null,null,null,null,null,null,null,null,null,null,null,null,null,"",null,null,null,null,null,null,null,null,null,null,null,null,null,null,null,null,null,null,null,null,null,null,0,null,null,null,null,0,null,null,null,null,null,0,null,null,null,null,0]
[null,6,null,null,null,null,null,null,null,null,null,null,null,null,null,null,null,null,null,null,null,null,null,null,null,null,null,null,null,null,null,null,null,null,null,null,null,null,null,null,"",null,null,null,null,null,null,null,null,null,null,null,null,null,null,null,null,null,null,null,null,null,null,0,null,null,null,null,0,null,null,null,null,null,0,null,null,null,null,0]
[null,7,null,null,null,null,null,null,null,null,null,null,null,null,null,null,null,null,null,null,null,null,null,null,null,null,null,null,null,null,null,null,null,null,null,null,null,null,null,null,"",null,null,null,null,null,null,null,null,null,null,null,null,null,null,null,null,null,null,null,null,null,null,0,null,null,null,null,0,null,null,null,null,null,0,null,null,null,null,0]
[null,8,null,null,null,null,null,null,null,null,null,null,null,null,null,null,null,null,null,null,null,null,null,null,null,null,null,null,null,null,null,null,null,null,null,null,null,null,null,null,"",null,null,null,null,null,null,null,null,null,null,null,null,null,null,null,null,null,null,null,null,null,null,0,null,null,null,null,0,null,null,null,null,null,0,null,null,null,null,0]
[null,9,null,null,null,null,null,null,null,null,null,null,null,null,null,null,null,null,null,null,null,null,null,null,null,null,null,null,null,null,null,null,null,null,null,null,null,null,null,null,"",null,null,null,null,null,null,null,null,null,null,null,null,null,null,null,null,null,null,null,null,null,null,0,null,null,null,null,0,null,null,null,null,null,0,null,null,null,null,0]
[null,10,null,null,null,null,null,null,null,null,null,null,null,null,null,null,null,null,null,null,null,null,null,null,null,null,null,null,null,null,null,null,null,null,null,null,null,null,null,null,"",null,null,null,null,null,null,null,null,null,null,null,null,null,null,null,null,null,null,null,null,null,null,0,null,null,null,null,0,null,null,null,null,null,0,null,null,null,null,0]
[null,11,null,null,null,null,null,null,null,null,null,null,null,null,null,null,null,null,null,null,null,null,null,null,null,null,null,null,null,null,null,null,null,null,null,null,null,null,null,null,"",null,null,null,null,null,null,null,null,null,null,null,null,null,null,null,null,null,null,null,null,null,null,0,null,null,null,null,0,null,null,null,null,null,0,null,null,null,null,0]
[null,12,null,null,null,null,null,null,null,null,null,null,null,null,null,null,null,null,null,null,null,null,null,null,null,null,null,null,null,null,null,null,null,null,null,null,null,null,null,null,"",null,null,null,null,null,null,null,null,null,null,null,null,null,null,null,null,null,null,null,null,null,null,0,null,null,null,null,0,null,null,null,null,null,0,null,null,null,null,0]
[null,13,null,null,null,null,null,null,null,null,null,null,null,null,null,null,null,null,null,null,null,null,null,null,null,null,null,null,null,null,null,null,null,null,null,null,null,null,null,null,"",null,null,null,null,null,null,null,null,null,null,null,null,null,null,null,null,null,null,null,null,null,null,0,null,null,null,null,0,null,null,null,null,null,0,null,null,null,null,0]
[null,14,null,null,null,null,null,null,null,null,null,null,null,null,null,null,null,null,null,null,null,null,null,null,null,null,null,null,null,null,null,null,null,null,null,null,null,null,null,null,"",null,null,null,null,null,null,null,null,null,null,null,null,null,null,null,null,null,null,null,null,null,null,0,null,null,null,null,0,null,null,null,null,null,0,null,null,null,null,0]
[null,15,null,null,null,null,null,null,null,null,null,null,null,null,null,null,null,null,null,null,null,null,null,null,null,null,null,null,null,null,null,null,null,null,null,null,null,null,null,null,"",null,null,null,null,null,null,null,null,null,null,null,null,null,null,null,null,null,null,null,null,null,null,0,null,null,null,null,0,null,null,null,null,null,0,null,null,null,null,0]
[null,16,null,null,null,null,null,null,null,null,null,null,null,null,null,null,null,null,null,null,null,null,null,null,null,null,null,null,null,null,null,null,null,null,null,null,null,null,null,null,"",null,null,null,null,null,null,null,null,null,null,null,null,null,null,null,null,null,null,null,null,null,null,0,null,null,null,null,0,null,null,null,null,null,0,null,null,null,null,0]
[null,17,null,null,null,null,null,null,null,null,null,null,null,null,null,null,null,null,null,null,null,null,null,null,null,null,null,null,null,null,null,null,null,null,null,null,null,null,null,null,"",null,null,null,null,null,null,null,null,null,null,null,null,null,null,null,null,null,null,null,null,null,null,0,null,null,null,null,0,null,null,null,null,null,0,null,null,null,null,0]
[null,18,null,null,null,null,null,null,null,null,null,null,null,null,null,null,null,null,null,null,null,null,null,null,null,null,null,null,null,null,null,null,null,null,null,null,null,null,null,null,"",null,null,null,null,null,null,null,null,null,null,null,null,null,null,null,null,null,null,null,null,null,null,0,null,null,null,null,0,null,null,null,null,null,0,null,null,null,null,0]
[null,19,null,null,null,null,null,null,null,null,null,null,null,null,null,null,null,null,null,null,null,null,null,null,null,null,null,null,null,null,null,null,null,null,null,null,null,null,null,null,"",null,null,null,null,null,null,null,null,null,null,null,null,null,null,null,null,null,null,null,null,null,null,0,null,null,null,null,0,null,null,null,null,null,0,null,null,null,null,0]
[null,20,null,null,null,null,null,null,null,null,null,null,null,null,null,null,null,null,null,null,null,null,null,null,null,null,null,null,null,null,null,null,null,null,null,null,null,null,null,null,"",null,null,null,null,null,null,null,null,null,null,null,null,null,null,null,null,null,null,null,null,null,null,0,null,null,null,null,0,null,null,null,null,null,0,null,null,null,null,0]

{"sheet":"18","index":19,"n_rows":58,"n_cols":80,"rows_kept":58,"cut":false,"hidden":false,"merged":[[4,49,5,63],[4,64,4,73],[4,74,4,83],[5,29,5,38],[5,39,5,48],[5,64,5,73],[5,74,5,83],[1,1,1,10],[1,11,1,44],[1,45,1,65],[1,66,1,75],[1,76,1,83],[3,1,5,12],[3,14,3,83],[4,14,5,28],[4,29,4,38],[4,39,4,48],[7,1,7,61],[7,63,7,72],[7,74,7,83],[8,1,8,33],[8,34,8,39],[8,40,8,45],[8,46,8,51],[8,52,8,61],[8,63,8,67],[8,68,8,72],[8,74,8,78],[8,79,8,83],[9,1,9,33],[9,34,9,39],[9,40,9,45],[9,46,9,51],[9,52,9,61],[9,63,9,67],[9,68,9,72],[9,74,9,78],[9,79,9,83],[14,47,14,51],[14,52,14,61],[11,1,11,61],[11,63,11,72],[11,74,11,83],[12,1,13,2],[12,3,13,23],[12,24,13,28],[12,29,13,32],[12,33,12,61],[12,63,12,67],[12,68,12,72],[12,74,12,78],[12,79,12,83],[13,33,13,38],[13,39,13,42],[13,43,13,46],[13,47,13,51],[13,52,13,61],[13,63,13,67],[13,68,13,72],[13,74,13,78],[13,79,13,83],[15,39,15,42],[15,43,15,46],[15,47,15,51],[14,63,14,67],[14,68,14,72],[14,74,14,78],[14,79,14,83],[15,1,15,2],[15,3,15,23],[15,24,15,28],[15,29,15,32],[15,33,15,38],[15,74,15,78],[15,79,15,83],[15,52,15,61],[15,63,15,67],[15,68,15,72],[14,1,14,2],[14,3,14,23],[14,24,14,28],[14,29,14,32],[14,33,14,38],[14,39,14,42],[14,43,14,46],[16,79,16,83],[17,1,17,2],[17,3,17,23],[17,24,17,28],[17,29,17,32],[17,33,17,38],[17,74,17,78],[17,79,17,83],[17,52,17,61],[17,63,17,67],[17,68,17,72],[16,1,16,2],[16,3,16,23],[16,24,16,28],[16,29,16,32],[16,33,16,38],[16,39,16,42],[16,43,16,46],[16,47,16,51],[18,43,18,46],[18,47,18,51],[17,39,17,42],[17,43,17,46],[17,47,17,51],[16,52,16,61],[16,63,16,67],[16,68,16,72],[16,74,16,78],[19,39,19,42],[19,43,19,46],[19,47,19,51],[18,52,18,61],[18,63,18,67],[18,68,18,72],[18,74,18,78],[18,79,18,83],[19,1,19,2],[19,3,19,23],[19,24,19,28],[19,29,19,32],[19,33,19,38],[19,74,19,78],[19,79,19,83],[19,52,19,61],[19,63,19,67],[19,68,19,72],[18,1,18,2],[18,3,18,23],[18,24,18,28],[18,29,18,32],[18,33,18,38],[18,39,18,42],[20,79,20,83],[21,1,21,2],[21,3,21,23],[21,24,21,28],[21,29,21,32],[21,33,21,38],[21,74,21,78],[21,79,21,83],[21,52,21,61],[21,63,21,67],[21,68,21,72],[20,1,20,2],[20,3,20,23],[20,24,20,28],[20,29,20,32],[20,33,20,38],[20,39,20,42],[20,43,20,46],[20,47,20,51],[22,43,22,46],[22,47,22,51],[21,39,21,42],[21,43,21,46],[21,47,21,51],[20,52,20,61],[20,63,20,67],[20,68,20,72],[20,74,20,78],[23,39,23,42],[23,43,23,46],[23,47,23,51],[22,52,22,61],[22,63,22,67],[22,68,22,72],[22,74,22,78],[22,79,22,83],[23,1,23,2],[23,3,23,23],[23,24,23,28],[23,29,23,32],[23,33,23,38],[23,74,23,78],[23,79,23,83],[23,52,23,61],[23,63,23,67],[23,68,23,72],[22,1,22,2],[22,3,22,23],[22,24,22,28],[22,29,22,32],[22,33,22,38],[22,39,22,42],[24,79,24,83],[25,1,25,2],[25,3,25,23],[25,24,25,28],[25,29,25,32],[25,33,25,38],[25,74,25,78],[25,79,25,83],[25,52,25,61],[25,63,25,67],[25,68,25,72],[24,1,24,2],[24,3,24,23],[24,24,24,28],[24,29,24,32],[24,33,24,38],[24,39,24,42],[24,43,24,46],[24,47,24,51],[26,43,26,46],[26,47,26,51],[25,39,25,42],[25,43,25,46],[25,47,25,51],[24,52,24,61],[24,63,24,67],[24,68,24,72],[24,74,24,78],[27,39,27,42],[27,43,27,46],[27,47,27,51],[26,52,26,61],[26,63,26,67],[26,68,26,72],[26,74,26,78],[26,79,26,83],[27,1,27,2],[27,3,27,23],[27,24,27,28],[27,29,27,32],[27,33,27,38],[27,74,27,78],[27,79,27,83],[27,52,27,61],[27,63,27,67],[27,68,27,72],[26,1,26,2],[26,3,26,23],[26,24,26,28],[26,29,26,32],[26,33,26,38],[26,39,26,42],[28,79,28,83],[29,1,29,2],[29,3,29,23],[29,24,29,28],[29,29,29,32],[29,33,29,38],[29,74,29,78],[29,79,29,83],[29,52,29,61],[29,63,29,67],[29,68,29,72],[28,1,28,2],[28,3,28,23],[28,24,28,28],[28,29,28,32],[28,33,28,38],[28,39,28,42],[28,43,28,46],[28,47,28,51],[30,43,30,46],[30,47,30,51],[29,39,29,42],[29,43,29,46],[29,47,29,51],[28,52,28,61],[28,63,28,67],[28,68,28,72],[28,74,28,78],[31,39,31,42],[31,43,31,46],[31,47,31,51],[30,52,30,61],[30,63,30,67],[30,68,30,72],[30,74,30,78],[30,79,30,83],[31,1,31,2],[31,3,31,23],[31,24,31,28],[31,29,31,32],[31,33,31,38],[31,74,31,78],[31,79,31,83],[31,52,31,61],[31,63,31,67],[31,68,31,72],[30,1,30,2],[30,3,30,23],[30,24,30,28],[30,29,30,32],[30,33,30,38],[30,39,30,42],[32,52,32,61],[32,63,32,67],[32,68,32,72],[32,74,32,78],[32,79,32,83],[33,1,33,2],[33,3,33,23],[33,24,33,28],[33,29,33,32],[33,33,33,38],[33,74,33,78],[33,79,33,83],[32,1,32,2],[32,3,32,23],[32,24,32,28],[32,29,32,32],[32,33,32,38],[32,39,32,42],[32,43,32,46],[32,47,32,51],[33,39,33,42],[33,43,33,46],[33,47,33,51],[33,52,33,61],[33,63,33,67],[33,68,33,72],[36,63,36,67],[36,68,36,72],[36,74,36,78],[39,74,39,78],[39,79,39,83],[38,63,38,67],[38,68,38,72],[38,79,38,83],[39,68,39,72],[35,1,35,61],[35,63,35,72],[35,74,35,83],[36,1,37,2],[36,3,37,23],[36,24,37,28],[36,29,37,32],[36,33,36,61],[36,79,36,83],[37,33,37,39],[37,40,37,45],[37,46,37,51],[37,52,37,61],[37,63,37,67],[37,68,37,72],[37,74,37,78],[37,79,37,83],[38,1,38,2],[38,3,38,23],[38,24,38,28],[38,29,38,32],[38,33,38,39],[38,40,38,45],[38,46,38,51],[38,52,38,61],[38,74,38,78],[40,46,40,51],[40,52,40,61],[40,63,40,67],[40,68,40,72],[40,74,40,78],[40,79,40,83],[40,1,40,2],[40,3,40,23],[40,24,40,28],[40,29,40,32],[40,33,40,39],[40,40,40,45],[39,1,39,2],[39,3,39,23],[39,24,39,28],[39,29,39,32],[39,33,39,39],[39,40,39,45],[39,46,39,51],[39,52,39,61],[39,63,39,67],[41,46,41,51],[41,52,41,61],[41,63,41,67],[41,68,41,72],[41,74,41,78],[41,79,41,83],[41,1,41,2],[41,3,41,23],[41,24,41,28],[41,29,41,32],[41,33,41,39],[41,40,41,45],[42,46,42,51],[42,52,42,61],[42,63,42,67],[42,68,42,72],[42,74,42,78],[42,79,42,83],[42,1,42,2],[42,3,42,23],[42,24,42,28],[42,29,42,32],[42,33,42,39],[42,40,42,45],[43,46,43,51],[43,52,43,61],[43,63,43,67],[43,68,43,72],[43,74,43,78],[43,79,43,83],[43,1,43,2],[43,3,43,23],[43,24,43,28],[43,29,43,32],[43,33,43,39],[43,40,43,45],[44,46,44,51],[44,52,44,61],[44,63,44,67],[44,68,44,72],[44,74,44,78],[44,79,44,83],[44,1,44,2],[44,3,44,23],[44,24,44,28],[44,29,44,32],[44,33,44,39],[44,40,44,45],[45,46,45,51],[45,52,45,61],[45,63,45,67],[45,68,45,72],[45,74,45,78],[45,79,45,83],[45,1,45,2],[45,3,45,23],[45,24,45,28],[45,29,45,32],[45,33,45,39],[45,40,45,45],[46,46,46,51],[46,52,46,61],[46,63,46,67],[46,68,46,72],[46,74,46,78],[46,79,46,83],[46,1,46,2],[46,3,46,23],[46,24,46,28],[46,29,46,32],[46,33,46,39],[46,40,46,45],[47,46,47,51],[47,52,47,61],[47,63,47,67],[47,68,47,72],[47,74,47,78],[47,79,47,83],[47,1,47,2],[47,3,47,23],[47,24,47,28],[47,29,47,32],[47,33,47,39],[47,40,47,45],[48,46,48,51],[48,52,48,61],[48,63,48,67],[48,68,48,72],[48,74,48,78],[48,79,48,83],[48,1,48,2],[48,3,48,23],[48,24,48,28],[48,29,48,32],[48,33,48,39],[48,40,48,45],[49,46,49,51],[49,52,49,61],[49,63,49,67],[49,68,49,72],[49,74,49,78],[49,79,49,83],[49,1,49,2],[49,3,49,23],[49,24,49,28],[49,29,49,32],[49,33,49,39],[49,40,49,45],[50,46,50,51],[50,52,50,61],[50,63,50,67],[50,68,50,72],[50,74,50,78],[50,79,50,83],[50,1,50,2],[50,3,50,23],[50,24,50,28],[50,29,50,32],[50,33,50,39],[50,40,50,45],[51,46,51,51],[51,52,51,61],[51,63,51,67],[51,68,51,72],[51,74,51,78],[51,79,51,83],[51,1,51,2],[51,3,51,23],[51,24,51,28],[51,29,51,32],[51,33,51,39],[51,40,51,45],[52,46,52,51],[52,52,52,61],[52,63,52,67],[52,68,52,72],[52,74,52,78],[52,79,52,83],[52,1,52,2],[52,3,52,23],[52,24,52,28],[52,29,52,32],[52,33,52,39],[52,40,52,45],[53,46,53,51],[53,52,53,61],[53,63,53,67],[53,68,53,72],[53,74,53,78],[53,79,53,83],[53,1,53,2],[53,3,53,23],[53,24,53,28],[53,29,53,32],[53,33,53,39],[53,40,53,45],[54,46,54,51],[54,52,54,61],[54,63,54,67],[54,68,54,72],[54,74,54,78],[54,79,54,83],[54,1,54,2],[54,3,54,23],[54,24,54,28],[54,29,54,32],[54,33,54,39],[54,40,54,45],[55,46,55,51],[55,52,55,61],[55,63,55,67],[55,68,55,72],[55,74,55,78],[55,79,55,83],[55,1,55,2],[55,3,55,23],[55,24,55,28],[55,29,55,32],[55,33,55,39],[55,40,55,45],[56,46,56,51],[56,52,56,61],[56,63,56,67],[56,68,56,72],[56,74,56,78],[56,79,56,83],[56,1,56,2],[56,3,56,23],[56,24,56,28],[56,29,56,32],[56,33,56,39],[56,40,56,45],[57,46,57,51],[57,52,57,61],[57,63,57,67],[57,68,57,72],[57,74,57,78],[57,79,57,83],[57,1,57,2],[57,3,57,23],[57,24,57,28],[57,29,57,32],[57,33,57,39],[57,40,57,45]]}
[]
[null,null,null,null,null,null,null,null,null,null,null,"Calcul de la dépréciation de la résistance thermique effective ",null,null,null,null,null,null,null,null,null,null,null,null,null,null,null,null,null,null,null,null,null,null,null,null,null,null,null,null,null,null,null,null,null,"Ensemble opaque hors sol",null,null,null,null,null,null,null,null,null,null,null,null,null,null,null,null,null,null,null,null,18,null,null,null,null,null,null,null,null,null,{"$f":"Version","v":"Version R01"}]
[]
[null,"Résultats →",null,null,null,null,null,null,null,null,null,null,null,null,"Flux thermique total et Résistance thermique effective dépréciée des bâtiments"]
[null,null,null,null,null,null,null,null,null,null,null,null,null,null,"Bâtiment\nPROPOSÉ",null,null,null,null,null,null,null,null,null,null,null,null,null,null," Σ Flux (W / K)",null,null,null,null,null,null,null,null,null,{"$f":"IFERROR(BL10+BQ13+BQ37,0)","v":0},null,null,null,null,null,null,null,null,null,"Bâtiment\nRÉFÉRENCE",null,null,null,null,null,null,null,null,null,null,null,null,null,null," Σ Flux (W / K)",null,null,null,null,null,null,null,null,null,{"$f":"IFERROR(BW10+CB13+CB37,0)","v":0}]
[null,null,null,null,null,null,null,null,null,null,null,null,null,null,null,null,null,null,null,null,null,null,null,null,null,null,null,null,null,"RSIED (m² · K / W)",null,null,null,null,null,null,null,null,null,{"$f":"IFERROR($AO$10/AN5,0)","v":0},null,null,null,null,null,null,null,null,null,null,null,null,null,null,null,null,null,null,null,null,null,null,null,null,"RSIED (m² · K / W)",null,null,null,null,null,null,null,null,null,{"$f":"IFERROR($AO$10/BW5,0)","v":0}]
[]
[null,"1 - Ensemble opaque hors sol",null,null,null,null,null,null,null,null,null,null,null,null,null,null,null,null,null,null,null,null,null,null,null,null,null,null,null,null,null,null,null,null,null,null,null,null,null,null,null,null,null,null,null,null,null,null,null,null,null,null,null,null,null,null,null,null,null,null,null,null,null,"Bâtiment PROPOSÉ",null,null,null,null,null,null,null,null,null,null,"Bâtiment RÉFÉRENCE"]
[null,"Nom de l'ensemble opaque hors sol",null,null,null,null,null,null,null,null,null,null,null,null,null,null,null,null,null,null,null,null,null,null,null,null,null,null,null,null,null,null,null,null,"Type\nd'ensemble",null,null,null,null,null,"Aire\n(m2)",null,null,null,null,null,"RSIE\n(m² · K / W)",null,null,null,null,null,"Référence",null,null,null,null,null,null,null,null,null,null,"Flux thermique\n(W / K)",null,null,null,null,"Pourcentage\n(%)",null,null,null,null,null,"Flux thermique\n(W / K)",null,null,null,null,"Pourcentage\n(%)"]
[null,{"$f":"INDEX(Vecteur_Nom_Ensemble_Opaque,BO2)","v":0},null,null,null,null,null,null,null,null,null,null,null,null,null,null,null,null,null,null,null,null,null,null,null,null,null,null,null,null,null,null,null,null,{"$f":"INDEX(Vecteur_Type_Ensemble,BO2)","v":0},null,null,null,null,null,{"$f":"INDEX(Vecteur_Aire_Ensemble,BO2)","v":0},null,null,null,null,null,{"$f":"INDEX(Vecteur_Résistance_Thermique_Effective_Proposé,BO2)","v":0},null,null,null,null,null,null,null,null,null,null,null,null,null,null,null,null,{"$f":"IFERROR(AO10/AU10,0)","v":0},null,null,null,null,{"$f":"IFERROR(BL10/$AN$5,0)","v":0},null,null,null,null,null,{"$f":"IFERROR(AO10/INDEX(Vecteur_Résistance_Thermique_Effective_Référence,BO2),0)","v":0},null,null,null,null,{"$f":"IFERROR(BW10/$BW$5,0)","v":0}]
[]
[null,"2 - Jonctions linéaires",null,null,null,null,null,null,null,null,null,null,null,null,null,null,null,null,null,null,null,null,null,null,null,null,null,null,null,null,null,null,null,null,null,null,null,null,null,null,null,null,null,null,null,null,null,null,null,null,null,null,null,null,null,null,null,null,null,null,null,null,null,"Bâtiment PROPOSÉ",null,null,null,null,null,null,null,null,null,null,"Bâtiment RÉFÉRENCE"]
[null,"Item",null,"Nom de la jonction linéraire",null,null,null,null,null,null,null,null,null,null,null,null,null,null,null,null,null,null,null,null,"Type de\njonction",null,null,null,null,"Longueur\n(m)",null,null,null,"Coefficient Ψ\n(W / m · K)",null,null,null,null,null,null,null,null,null,null,null,null,null,null,null,null,null,null,null,null,null,null,null,null,null,null,null,null,null," Σ Flux (W / K)",null,null,null,null,{"$f":"SUM(BL15:BL34)","v":0},null,null,null,null,null," Σ Flux (W / K)",null,null,null,null,{"$f":"SUM(BW15:BW34)","v":0}]
[null,null,null,null,null,null,null,null,null,null,null,null,null,null,null,null,null,null,null,null,null,null,null,null,null,null,null,null,null,null,null,null,null,"Conformité aux\nexigences prescriptives",null,null,null,null,null," Ψ\ngénérique",null,null,null," Ψ\nspécifique",null,null,null,"Pourcentage\nappliqué (%)",null,null,null,null,"Référence",null,null,null,null,null,null,null,null,null,null,"Flux thermique\n(W / K)",null,null,null,null,"Pourcentage\n(%)",null,null,null,null,null,"Flux thermique\n(W / K)",null,null,null,null,"Pourcentage\n(%)"]
[null,1,null,null,null,null,null,null,null,null,null,null,null,null,null,null,null,null,null,null,null,null,null,null,null,null,null,null,null,null,null,null,null,null,null,null,null,null,null,{"$f":"IF(AND(Y15<>\"\",AH15=\"Oui\"),VLOOKUP(Y15,Tableau_Coefficients_Linéaires,2,0),IF(AND(Y15<>\"\",AH15=\"Non\"),VLOOKUP(Y15,Tableau_Coefficients_Linéaires,3,0),\"\"))","v":""},null,null,null,null,null,null,null,null,null,null,null,null,null,null,null,null,null,null,null,null,null,null,null,{"$f":"IF(AND(Y15<>\"\",AD15<>\"\",AH15<>\"\"),IF(AND(AN15<>\"\",AV15<>\"\"),AD15*AN15*AV15/100,IF(AND(AR15<>\"\",AV15<>\"\"),AD15*AR15*AV15/100,\"\")),0)","v":0},null,null,null,null,{"$f":"IFERROR(BL15/$AN$5,0)","v":0},null,null,null,null,null,{"$f":"IF(AND(Y15<>\"\",AD15<>\"\"),AD15*VLOOKUP(Y15,Tableau_Coefficients_Linéaires,2,0)*AV15/100,0)","v":0},null,null,null,null,{"$f":"IFERROR(BW15/$BW$5,0)","v":0}]
[null,2,null,null,null,null,null,null,null,null,null,null,null,null,null,null,null,null,null,null,null,null,null,null,null,null,null,null,null,null,null,null,null,null,null,null,null,null,null,"",null,null,null,null,null,null,null,null,null,null,null,null,null,null,null,null,null,null,null,null,null,null,null,0,null,null,null,null,0,null,null,null,null,null,0,null,null,null,null,0]
[null,3,null,null,null,null,null,null,null,null,null,null,null,null,null,null,null,null,null,null,null,null,null,null,null,null,null,null,null,null,null,null,null,null,null,null,null,null,null,"",null,null,null,null,null,null,null,null,null,null,null,null,null,null,null,null,null,null,null,null,null,null,null,0,null,null,null,null,0,null,null,null,null,null,0,null,null,null,null,0]
[null,4,null,null,null,null,null,null,null,null,null,null,null,null,null,null,null,null,null,null,null,null,null,null,null,null,null,null,null,null,null,null,null,null,null,null,null,null,null,"",null,null,null,null,null,null,null,null,null,null,null,null,null,null,null,null,null,null,null,null,null,null,null,0,null,null,null,null,0,null,null,null,null,null,0,null,null,null,null,0]
[null,5,null,null,null,null,null,null,null,null,null,null,null,null,null,null,null,null,null,null,null,null,null,null,null,null,null,null,null,null,null,null,null,null,null,null,null,null,null,"",null,null,null,null,null,null,null,null,null,null,null,null,null,null,null,null,null,null,null,null,null,null,null,0,null,null,null,null,0,null,null,null,null,null,0,null,null,null,null,0]
[null,6,null,null,null,null,null,null,null,null,null,null,null,null,null,null,null,null,null,null,null,null,null,null,null,null,null,null,null,null,null,null,null,null,null,null,null,null,null,"",null,null,null,null,null,null,null,null,null,null,null,null,null,null,null,null,null,null,null,null,null,null,null,0,null,null,null,null,0,null,null,null,null,null,0,null,null,null,null,0]
[null,7,null,null,null,null,null,null,null,null,null,null,null,null,null,null,null,null,null,null,null,null,null,null,null,null,null,null,null,null,null,null,null,null,null,null,null,null,null,"",null,null,null,null,null,null,null,null,null,null,null,null,null,null,null,null,null,null,null,null,null,null,null,0,null,null,null,null,0,null,null,null,null,null,0,null,null,null,null,0]
[null,8,null,null,null,null,null,null,null,null,null,null,null,null,null,null,null,null,null,null,null,null,null,null,null,null,null,null,null,null,null,null,null,null,null,null,null,null,null,"",null,null,null,null,null,null,null,null,null,null,null,null,null,null,null,null,null,null,null,null,null,null,null,0,null,null,null,null,0,null,null,null,null,null,0,null,null,null,null,0]
[null,9,null,null,null,null,null,null,null,null,null,null,null,null,null,null,null,null,null,null,null,null,null,null,null,null,null,null,null,null,null,null,null,null,null,null,null,null,null,"",null,null,null,null,null,null,null,null,null,null,null,null,null,null,null,null,null,null,null,null,null,null,null,0,null,null,null,null,0,null,null,null,null,null,0,null,null,null,null,0]
[null,10,null,null,null,null,null,null,null,null,null,null,null,null,null,null,null,null,null,null,null,null,null,null,null,null,null,null,null,null,null,null,null,null,null,null,null,null,null,"",null,null,null,null,null,null,null,null,null,null,null,null,null,null,null,null,null,null,null,null,null,null,null,0,null,null,null,null,0,null,null,null,null,null,0,null,null,null,null,0]
[null,11,null,null,null,null,null,null,null,null,null,null,null,null,null,null,null,null,null,null,null,null,null,null,null,null,null,null,null,null,null,null,null,null,null,null,null,null,null,"",null,null,null,null,null,null,null,null,null,null,null,null,null,null,null,null,null,null,null,null,null,null,null,0,null,null,null,null,0,null,null,null,null,null,0,null,null,null,null,0]
[null,12,null,null,null,null,null,null,null,null,null,null,null,null,null,null,null,null,null,null,null,null,null,null,null,null,null,null,null,null,null,null,null,null,null,null,null,null,null,"",null,null,null,null,null,null,null,null,null,null,null,null,null,null,null,null,null,null,null,null,null,null,null,0,null,null,null,null,0,null,null,null,null,null,0,null,null,null,null,0]
[null,13,null,null,null,null,null,null,null,null,null,null,null,null,null,null,null,null,null,null,null,null,null,null,null,null,null,null,null,null,null,null,null,null,null,null,null,null,null,"",null,null,null,null,null,null,null,null,null,null,null,null,null,null,null,null,null,null,null,null,null,null,null,0,null,null,null,null,0,null,null,null,null,null,0,null,null,null,null,0]
[null,14,null,null,null,null,null,null,null,null,null,null,null,null,null,null,null,null,null,null,null,null,null,null,null,null,null,null,null,null,null,null,null,null,null,null,null,null,null,"",null,null,null,null,null,null,null,null,null,null,null,null,null,null,null,null,null,null,null,null,null,null,null,0,null,null,null,null,0,null,null,null,null,null,0,null,null,null,null,0]
[null,15,null,null,null,null,null,null,null,null,null,null,null,null,null,null,null,null,null,null,null,null,null,null,null,null,null,null,null,null,null,null,null,null,null,null,null,null,null,"",null,null,null,null,null,null,null,null,null,null,null,null,null,null,null,null,null,null,null,null,null,null,null,0,null,null,null,null,0,null,null,null,null,null,0,null,null,null,null,0]
[null,16,null,null,null,null,null,null,null,null,null,null,null,null,null,null,null,null,null,null,null,null,null,null,null,null,null,null,null,null,null,null,null,null,null,null,null,null,null,"",null,null,null,null,null,null,null,null,null,null,null,null,null,null,null,null,null,null,null,null,null,null,null,0,null,null,null,null,0,null,null,null,null,null,0,null,null,null,null,0]
[null,17,null,null,null,null,null,null,null,null,null,null,null,null,null,null,null,null,null,null,null,null,null,null,null,null,null,null,null,null,null,null,null,null,null,null,null,null,null,"",null,null,null,null,null,null,null,null,null,null,null,null,null,null,null,null,null,null,null,null,null,null,null,0,null,null,null,null,0,null,null,null,null,null,0,null,null,null,null,0]
[null,18,null,null,null,null,null,null,null,null,null,null,null,null,null,null,null,null,null,null,null,null,null,null,null,null,null,null,null,null,null,null,null,null,null,null,null,null,null,"",null,null,null,null,null,null,null,null,null,null,null,null,null,null,null,null,null,null,null,null,null,null,null,0,null,null,null,null,0,null,null,null,null,null,0,null,null,null,null,0]
[null,19,null,null,null,null,null,null,null,null,null,null,null,null,null,null,null,null,null,null,null,null,null,null,null,null,null,null,null,null,null,null,null,null,null,null,null,null,null,"",null,null,null,null,null,null,null,null,null,null,null,null,null,null,null,null,null,null,null,null,null,null,null,0,null,null,null,null,0,null,null,null,null,null,0,null,null,null,null,0]
[null,20,null,null,null,null,null,null,null,null,null,null,null,null,null,null,null,null,null,null,null,null,null,null,null,null,null,null,null,null,null,null,null,null,null,null,null,null,null,"",null,null,null,null,null,null,null,null,null,null,null,null,null,null,null,null,null,null,null,null,null,null,null,0,null,null,null,null,0,null,null,null,null,null,0,null,null,null,null,0]
[]
[null,"3 - Pénétrations ponctuelles",null,null,null,null,null,null,null,null,null,null,null,null,null,null,null,null,null,null,null,null,null,null,null,null,null,null,null,null,null,null,null,null,null,null,null,null,null,null,null,null,null,null,null,null,null,null,null,null,null,null,null,null,null,null,null,null,null,null,null,null,null,"Bâtiment PROPOSÉ",null,null,null,null,null,null,null,null,null,null,"Bâtiment RÉFÉRENCE"]
[null,"Item",null,"Nom de la pénétration ponctuelle",null,null,null,null,null,null,null,null,null,null,null,null,null,null,null,null,null,null,null,null,"Type de\npénétration",null,null,null,null,"Quantité",null,null,null,"Coefficient Ӽ\n(W / m · K)",null,null,null,null,null,null,null,null,null,null,null,null,null,null,null,null,null,null,null,null,null,null,null,null,null,null,null,null,null," Σ Flux (W / K)",null,null,null,null,{"$f":"SUM(BL39:BL58)","v":0},null,null,null,null,null," Σ Flux (W / K)",null,null,null,null,{"$f":"SUM(BW39:BW58)","v":0}]
[null,null,null,null,null,null,null,null,null,null,null,null,null,null,null,null,null,null,null,null,null,null,null,null,null,null,null,null,null,null,null,null,null,"Conformité aux\nexigences prescriptives",null,null,null,null,null,null," Ӽ\ngénérique",null,null,null,null,null," Ӽ\nspécifique",null,null,null,null,null,"Référence",null,null,null,null,null,null,null,null,null,null,"Flux thermique\n(W / K)",null,null,null,null,"Pourcentage\n(%)",null,null,null,null,null,"Flux thermique\n(W / K)",null,null,null,null,"Pourcentage\n(%)"]
[null,1,null,null,null,null,null,null,null,null,null,null,null,null,null,null,null,null,null,null,null,null,null,null,null,null,null,null,null,null,null,null,null,null,null,null,null,null,null,null,{"$f":"IF(AND(Y39<>\"\",AH39=\"Oui\"),VLOOKUP(Y39,Tableau_Pénétration_Ponctuelle,2,0),IF(AND(Y39<>\"\",AH39=\"Non\"),VLOOKUP(Y39,Tableau_Pénétration_Ponctuelle,3,0),\"\"))","v":""},null,null,null,null,null,null,null,null,null,null,null,null,null,null,null,null,null,null,null,null,null,null,{"$f":"IF(AND(Y39<>\"\",AD39<>\"\",AH39<>\"\"),IF(AO39<>\"\",AD39*AO39,IF(AU39<>\"\",AD39*AU39,\"\")),0)","v":0},null,null,null,null,{"$f":"IFERROR(BL39/$AN$5,0)","v":0},null,null,null,null,null,{"$f":"IF(AND(Y39<>\"\",AD39<>\"\"),AD39*VLOOKUP(Y39,Tableau_Pénétration_Ponctuelle,2,0),0)","v":0},null,null,null,null,{"$f":"IFERROR(BW39/$BW$5,0)","v":0}]
[null,2,null,null,null,null,null,null,null,null,null,null,null,null,null,null,null,null,null,null,null,null,null,null,null,null,null,null,null,null,null,null,null,null,null,null,null,null,null,null,"",null,null,null,null,null,null,null,null,null,null,null,null,null,null,null,null,null,null,null,null,null,null,0,null,null,null,null,0,null,null,null,null,null,0,null,null,null,null,0]
[null,3,null,null,null,null,null,null,null,null,null,null,null,null,null,null,null,null,null,null,null,null,null,null,null,null,null,null,null,null,null,null,null,null,null,null,null,null,null,null,"",null,null,null,null,null,null,null,null,null,null,null,null,null,null,null,null,null,null,null,null,null,null,0,null,null,null,null,0,null,null,null,null,null,0,null,null,null,null,0]
[null,4,null,null,null,null,null,null,null,null,null,null,null,null,null,null,null,null,null,null,null,null,null,null,null,null,null,null,null,null,null,null,null,null,null,null,null,null,null,null,"",null,null,null,null,null,null,null,null,null,null,null,null,null,null,null,null,null,null,null,null,null,null,0,null,null,null,null,0,null,null,null,null,null,0,null,null,null,null,0]
[null,5,null,null,null,null,null,null,null,null,null,null,null,null,null,null,null,null,null,null,null,null,null,null,null,null,null,null,null,null,null,null,null,null,null,null,null,null,null,null,"",null,null,null,null,null,null,null,null,null,null,null,null,null,null,null,null,null,null,null,null,null,null,0,null,null,null,null,0,null,null,null,null,null,0,null,null,null,null,0]
[null,6,null,null,null,null,null,null,null,null,null,null,null,null,null,null,null,null,null,null,null,null,null,null,null,null,null,null,null,null,null,null,null,null,null,null,null,null,null,null,"",null,null,null,null,null,null,null,null,null,null,null,null,null,null,null,null,null,null,null,null,null,null,0,null,null,null,null,0,null,null,null,null,null,0,null,null,null,null,0]
[null,7,null,null,null,null,null,null,null,null,null,null,null,null,null,null,null,null,null,null,null,null,null,null,null,null,null,null,null,null,null,null,null,null,null,null,null,null,null,null,"",null,null,null,null,null,null,null,null,null,null,null,null,null,null,null,null,null,null,null,null,null,null,0,null,null,null,null,0,null,null,null,null,null,0,null,null,null,null,0]
[null,8,null,null,null,null,null,null,null,null,null,null,null,null,null,null,null,null,null,null,null,null,null,null,null,null,null,null,null,null,null,null,null,null,null,null,null,null,null,null,"",null,null,null,null,null,null,null,null,null,null,null,null,null,null,null,null,null,null,null,null,null,null,0,null,null,null,null,0,null,null,null,null,null,0,null,null,null,null,0]
[null,9,null,null,null,null,null,null,null,null,null,null,null,null,null,null,null,null,null,null,null,null,null,null,null,null,null,null,null,null,null,null,null,null,null,null,null,null,null,null,"",null,null,null,null,null,null,null,null,null,null,null,null,null,null,null,null,null,null,null,null,null,null,0,null,null,null,null,0,null,null,null,null,null,0,null,null,null,null,0]
[null,10,null,null,null,null,null,null,null,null,null,null,null,null,null,null,null,null,null,null,null,null,null,null,null,null,null,null,null,null,null,null,null,null,null,null,null,null,null,null,"",null,null,null,null,null,null,null,null,null,null,null,null,null,null,null,null,null,null,null,null,null,null,0,null,null,null,null,0,null,null,null,null,null,0,null,null,null,null,0]
[null,11,null,null,null,null,null,null,null,null,null,null,null,null,null,null,null,null,null,null,null,null,null,null,null,null,null,null,null,null,null,null,null,null,null,null,null,null,null,null,"",null,null,null,null,null,null,null,null,null,null,null,null,null,null,null,null,null,null,null,null,null,null,0,null,null,null,null,0,null,null,null,null,null,0,null,null,null,null,0]
[null,12,null,null,null,null,null,null,null,null,null,null,null,null,null,null,null,null,null,null,null,null,null,null,null,null,null,null,null,null,null,null,null,null,null,null,null,null,null,null,"",null,null,null,null,null,null,null,null,null,null,null,null,null,null,null,null,null,null,null,null,null,null,0,null,null,null,null,0,null,null,null,null,null,0,null,null,null,null,0]
[null,13,null,null,null,null,null,null,null,null,null,null,null,null,null,null,null,null,null,null,null,null,null,null,null,null,null,null,null,null,null,null,null,null,null,null,null,null,null,null,"",null,null,null,null,null,null,null,null,null,null,null,null,null,null,null,null,null,null,null,null,null,null,0,null,null,null,null,0,null,null,null,null,null,0,null,null,null,null,0]
[null,14,null,null,null,null,null,null,null,null,null,null,null,null,null,null,null,null,null,null,null,null,null,null,null,null,null,null,null,null,null,null,null,null,null,null,null,null,null,null,"",null,null,null,null,null,null,null,null,null,null,null,null,null,null,null,null,null,null,null,null,null,null,0,null,null,null,null,0,null,null,null,null,null,0,null,null,null,null,0]
[null,15,null,null,null,null,null,null,null,null,null,null,null,null,null,null,null,null,null,null,null,null,null,null,null,null,null,null,null,null,null,null,null,null,null,null,null,null,null,null,"",null,null,null,null,null,null,null,null,null,null,null,null,null,null,null,null,null,null,null,null,null,null,0,null,null,null,null,0,null,null,null,null,null,0,null,null,null,null,0]
[null,16,null,null,null,null,null,null,null,null,null,null,null,null,null,null,null,null,null,null,null,null,null,null,null,null,null,null,null,null,null,null,null,null,null,null,null,null,null,null,"",null,null,null,null,null,null,null,null,null,null,null,null,null,null,null,null,null,null,null,null,null,null,0,null,null,null,null,0,null,null,null,null,null,0,null,null,null,null,0]
[null,17,null,null,null,null,null,null,null,null,null,null,null,null,null,null,null,null,null,null,null,null,null,null,null,null,null,null,null,null,null,null,null,null,null,null,null,null,null,null,"",null,null,null,null,null,null,null,null,null,null,null,null,null,null,null,null,null,null,null,null,null,null,0,null,null,null,null,0,null,null,null,null,null,0,null,null,null,null,0]
[null,18,null,null,null,null,null,null,null,null,null,null,null,null,null,null,null,null,null,null,null,null,null,null,null,null,null,null,null,null,null,null,null,null,null,null,null,null,null,null,"",null,null,null,null,null,null,null,null,null,null,null,null,null,null,null,null,null,null,null,null,null,null,0,null,null,null,null,0,null,null,null,null,null,0,null,null,null,null,0]
[null,19,null,null,null,null,null,null,null,null,null,null,null,null,null,null,null,null,null,null,null,null,null,null,null,null,null,null,null,null,null,null,null,null,null,null,null,null,null,null,"",null,null,null,null,null,null,null,null,null,null,null,null,null,null,null,null,null,null,null,null,null,null,0,null,null,null,null,0,null,null,null,null,null,0,null,null,null,null,0]
[null,20,null,null,null,null,null,null,null,null,null,null,null,null,null,null,null,null,null,null,null,null,null,null,null,null,null,null,null,null,null,null,null,null,null,null,null,null,null,null,"",null,null,null,null,null,null,null,null,null,null,null,null,null,null,null,null,null,null,null,null,null,null,0,null,null,null,null,0,null,null,null,null,null,0,null,null,null,null,0]

{"sheet":"19","index":20,"n_rows":58,"n_cols":80,"rows_kept":58,"cut":false,"hidden":false,"merged":[[4,49,5,63],[4,64,4,73],[4,74,4,83],[5,29,5,38],[5,39,5,48],[5,64,5,73],[5,74,5,83],[1,1,1,10],[1,11,1,44],[1,45,1,65],[1,66,1,75],[1,76,1,83],[3,1,5,12],[3,14,3,83],[4,14,5,28],[4,29,4,38],[4,39,4,48],[7,1,7,61],[7,63,7,72],[7,74,7,83],[8,1,8,33],[8,34,8,39],[8,40,8,45],[8,46,8,51],[8,52,8,61],[8,63,8,67],[8,68,8,72],[8,74,8,78],[8,79,8,83],[9,1,9,33],[9,34,9,39],[9,40,9,45],[9,46,9,51],[9,52,9,61],[9,63,9,67],[9,68,9,72],[9,74,9,78],[9,79,9,83],[14,47,14,51],[14,52,14,61],[11,1,11,61],[11,63,11,72],[11,74,11,83],[12,1,13,2],[12,3,13,23],[12,24,13,28],[12,29,13,32],[12,33,12,61],[12,63,12,67],[12,68,12,72],[12,74,12,78],[12,79,12,83],[13,33,13,38],[13,39,13,42],[13,43,13,46],[13,47,13,51],[13,52,13,61],[13,63,13,67],[13,68,13,72],[13,74,13,78],[13,79,13,83],[15,39,15,42],[15,43,15,46],[15,47,15,51],[14,63,14,67],[14,68,14,72],[14,74,14,78],[14,79,14,83],[15,1,15,2],[15,3,15,23],[15,24,15,28],[15,29,15,32],[15,33,15,38],[15,74,15,78],[15,79,15,83],[15,52,15,61],[15,63,15,67],[15,68,15,72],[14,1,14,2],[14,3,14,23],[14,24,14,28],[14,29,14,32],[14,33,14,38],[14,39,14,42],[14,43,14,46],[16,79,16,83],[17,1,17,2],[17,3,17,23],[17,24,17,28],[17,29,17,32],[17,33,17,38],[17,74,17,78],[17,79,17,83],[17,52,17,61],[17,63,17,67],[17,68,17,72],[16,1,16,2],[16,3,16,23],[16,24,16,28],[16,29,16,32],[16,33,16,38],[16,39,16,42],[16,43,16,46],[16,47,16,51],[18,43,18,46],[18,47,18,51],[17,39,17,42],[17,43,17,46],[17,47,17,51],[16,52,16,61],[16,63,16,67],[16,68,16,72],[16,74,16,78],[19,39,19,42],[19,43,19,46],[19,47,19,51],[18,52,18,61],[18,63,18,67],[18,68,18,72],[18,74,18,78],[18,79,18,83],[19,1,19,2],[19,3,19,23],[19,24,19,28],[19,29,19,32],[19,33,19,38],[19,74,19,78],[19,79,19,83],[19,52,19,61],[19,63,19,67],[19,68,19,72],[18,1,18,2],[18,3,18,23],[18,24,18,28],[18,29,18,32],[18,33,18,38],[18,39,18,42],[20,79,20,83],[21,1,21,2],[21,3,21,23],[21,24,21,28],[21,29,21,32],[21,33,21,38],[21,74,21,78],[21,79,21,83],[21,52,21,61],[21,63,21,67],[21,68,21,72],[20,1,20,2],[20,3,20,23],[20,24,20,28],[20,29,20,32],[20,33,20,38],[20,39,20,42],[20,43,20,46],[20,47,20,51],[22,43,22,46],[22,47,22,51],[21,39,21,42],[21,43,21,46],[21,47,21,51],[20,52,20,61],[20,63,20,67],[20,68,20,72],[20,74,20,78],[23,39,23,42],[23,43,23,46],[23,47,23,51],[22,52,22,61],[22,63,22,67],[22,68,22,72],[22,74,22,78],[22,79,22,83],[23,1,23,2],[23,3,23,23],[23,24,23,28],[23,29,23,32],[23,33,23,38],[23,74,23,78],[23,79,23,83],[23,52,23,61],[23,63,23,67],[23,68,23,72],[22,1,22,2],[22,3,22,23],[22,24,22,28],[22,29,22,32],[22,33,22,38],[22,39,22,42],[24,79,24,83],[25,1,25,2],[25,3,25,23],[25,24,25,28],[25,29,25,32],[25,33,25,38],[25,74,25,78],[25,79,25,83],[25,52,25,61],[25,63,25,67],[25,68,25,72],[24,1,24,2],[24,3,24,23],[24,24,24,28],[24,29,24,32],[24,33,24,38],[24,39,24,42],[24,43,24,46],[24,47,24,51],[26,43,26,46],[26,47,26,51],[25,39,25,42],[25,43,25,46],[25,47,25,51],[24,52,24,61],[24,63,24,67],[24,68,24,72],[24,74,24,78],[27,39,27,42],[27,43,27,46],[27,47,27,51],[26,52,26,61],[26,63,26,67],[26,68,26,72],[26,74,26,78],[26,79,26,83],[27,1,27,2],[27,3,27,23],[27,24,27,28],[27,29,27,32],[27,33,27,38],[27,74,27,78],[27,79,27,83],[27,52,27,61],[27,63,27,67],[27,68,27,72],[26,1,26,2],[26,3,26,23],[26,24,26,28],[26,29,26,32],[26,33,26,38],[26,39,26,42],[28,79,28,83],[29,1,29,2],[29,3,29,23],[29,24,29,28],[29,29,29,32],[29,33,29,38],[29,74,29,78],[29,79,29,83],[29,52,29,61],[29,63,29,67],[29,68,29,72],[28,1,28,2],[28,3,28,23],[28,24,28,28],[28,29,28,32],[28,33,28,38],[28,39,28,42],[28,43,28,46],[28,47,28,51],[30,43,30,46],[30,47,30,51],[29,39,29,42],[29,43,29,46],[29,47,29,51],[28,52,28,61],[28,63,28,67],[28,68,28,72],[28,74,28,78],[31,39,31,42],[31,43,31,46],[31,47,31,51],[30,52,30,61],[30,63,30,67],[30,68,30,72],[30,74,30,78],[30,79,30,83],[31,1,31,2],[31,3,31,23],[31,24,31,28],[31,29,31,32],[31,33,31,38],[31,74,31,78],[31,79,31,83],[31,52,31,61],[31,63,31,67],[31,68,31,72],[30,1,30,2],[30,3,30,23],[30,24,30,28],[30,29,30,32],[30,33,30,38],[30,39,30,42],[32,52,32,61],[32,63,32,67],[32,68,32,72],[32,74,32,78],[32,79,32,83],[33,1,33,2],[33,3,33,23],[33,24,33,28],[33,29,33,32],[33,33,33,38],[33,74,33,78],[33,79,33,83],[32,1,32,2],[32,3,32,23],[32,24,32,28],[32,29,32,32],[32,33,32,38],[32,39,32,42],[32,43,32,46],[32,47,32,51],[33,39,33,42],[33,43,33,46],[33,47,33,51],[33,52,33,61],[33,63,33,67],[33,68,33,72],[36,63,36,67],[36,68,36,72],[36,74,36,78],[39,74,39,78],[39,79,39,83],[38,63,38,67],[38,68,38,72],[38,79,38,83],[39,68,39,72],[35,1,35,61],[35,63,35,72],[35,74,35,83],[36,1,37,2],[36,3,37,23],[36,24,37,28],[36,29,37,32],[36,33,36,61],[36,79,36,83],[37,33,37,39],[37,40,37,45],[37,46,37,51],[37,52,37,61],[37,63,37,67],[37,68,37,72],[37,74,37,78],[37,79,37,83],[38,1,38,2],[38,3,38,23],[38,24,38,28],[38,29,38,32],[38,33,38,39],[38,40,38,45],[38,46,38,51],[38,52,38,61],[38,74,38,78],[40,46,40,51],[40,52,40,61],[40,63,40,67],[40,68,40,72],[40,74,40,78],[40,79,40,83],[40,1,40,2],[40,3,40,23],[40,24,40,28],[40,29,40,32],[40,33,40,39],[40,40,40,45],[39,1,39,2],[39,3,39,23],[39,24,39,28],[39,29,39,32],[39,33,39,39],[39,40,39,45],[39,46,39,51],[39,52,39,61],[39,63,39,67],[41,46,41,51],[41,52,41,61],[41,63,41,67],[41,68,41,72],[41,74,41,78],[41,79,41,83],[41,1,41,2],[41,3,41,23],[41,24,41,28],[41,29,41,32],[41,33,41,39],[41,40,41,45],[42,46,42,51],[42,52,42,61],[42,63,42,67],[42,68,42,72],[42,74,42,78],[42,79,42,83],[42,1,42,2],[42,3,42,23],[42,24,42,28],[42,29,42,32],[42,33,42,39],[42,40,42,45],[43,46,43,51],[43,52,43,61],[43,63,43,67],[43,68,43,72],[43,74,43,78],[43,79,43,83],[43,1,43,2],[43,3,43,23],[43,24,43,28],[43,29,43,32],[43,33,43,39],[43,40,43,45],[44,46,44,51],[44,52,44,61],[44,63,44,67],[44,68,44,72],[44,74,44,78],[44,79,44,83],[44,1,44,2],[44,3,44,23],[44,24,44,28],[44,29,44,32],[44,33,44,39],[44,40,44,45],[45,46,45,51],[45,52,45,61],[45,63,45,67],[45,68,45,72],[45,74,45,78],[45,79,45,83],[45,1,45,2],[45,3,45,23],[45,24,45,28],[45,29,45,32],[45,33,45,39],[45,40,45,45],[46,46,46,51],[46,52,46,61],[46,63,46,67],[46,68,46,72],[46,74,46,78],[46,79,46,83],[46,1,46,2],[46,3,46,23],[46,24,46,28],[46,29,46,32],[46,33,46,39],[46,40,46,45],[47,46,47,51],[47,52,47,61],[47,63,47,67],[47,68,47,72],[47,74,47,78],[47,79,47,83],[47,1,47,2],[47,3,47,23],[47,24,47,28],[47,29,47,32],[47,33,47,39],[47,40,47,45],[48,46,48,51],[48,52,48,61],[48,63,48,67],[48,68,48,72],[48,74,48,78],[48,79,48,83],[48,1,48,2],[48,3,48,23],[48,24,48,28],[48,29,48,32],[48,33,48,39],[48,40,48,45],[49,46,49,51],[49,52,49,61],[49,63,49,67],[49,68,49,72],[49,74,49,78],[49,79,49,83],[49,1,49,2],[49,3,49,23],[49,24,49,28],[49,29,49,32],[49,33,49,39],[49,40,49,45],[50,46,50,51],[50,52,50,61],[50,63,50,67],[50,68,50,72],[50,74,50,78],[50,79,50,83],[50,1,50,2],[50,3,50,23],[50,24,50,28],[50,29,50,32],[50,33,50,39],[50,40,50,45],[51,46,51,51],[51,52,51,61],[51,63,51,67],[51,68,51,72],[51,74,51,78],[51,79,51,83],[51,1,51,2],[51,3,51,23],[51,24,51,28],[51,29,51,32],[51,33,51,39],[51,40,51,45],[52,46,52,51],[52,52,52,61],[52,63,52,67],[52,68,52,72],[52,74,52,78],[52,79,52,83],[52,1,52,2],[52,3,52,23],[52,24,52,28],[52,29,52,32],[52,33,52,39],[52,40,52,45],[53,46,53,51],[53,52,53,61],[53,63,53,67],[53,68,53,72],[53,74,53,78],[53,79,53,83],[53,1,53,2],[53,3,53,23],[53,24,53,28],[53,29,53,32],[53,33,53,39],[53,40,53,45],[54,46,54,51],[54,52,54,61],[54,63,54,67],[54,68,54,72],[54,74,54,78],[54,79,54,83],[54,1,54,2],[54,3,54,23],[54,24,54,28],[54,29,54,32],[54,33,54,39],[54,40,54,45],[55,46,55,51],[55,52,55,61],[55,63,55,67],[55,68,55,72],[55,74,55,78],[55,79,55,83],[55,1,55,2],[55,3,55,23],[55,24,55,28],[55,29,55,32],[55,33,55,39],[55,40,55,45],[56,46,56,51],[56,52,56,61],[56,63,56,67],[56,68,56,72],[56,74,56,78],[56,79,56,83],[56,1,56,2],[56,3,56,23],[56,24,56,28],[56,29,56,32],[56,33,56,39],[56,40,56,45],[57,46,57,51],[57,52,57,61],[57,63,57,67],[57,68,57,72],[57,74,57,78],[57,79,57,83],[57,1,57,2],[57,3,57,23],[57,24,57,28],[57,29,57,32],[57,33,57,39],[57,40,57,45]]}
[]
[null,null,null,null,null,null,null,null,null,null,null,"Calcul de la dépréciation de la résistance thermique effective ",null,null,null,null,null,null,null,null,null,null,null,null,null,null,null,null,null,null,null,null,null,null,null,null,null,null,null,null,null,null,null,null,null,"Ensemble opaque hors sol",null,null,null,null,null,null,null,null,null,null,null,null,null,null,null,null,null,null,null,null,19,null,null,null,null,null,null,null,null,null,{"$f":"Version","v":"Version R01"}]
[]
[null,"Résultats →",null,null,null,null,null,null,null,null,null,null,null,null,"Flux thermique total et Résistance thermique effective dépréciée des bâtiments"]
[null,null,null,null,null,null,null,null,null,null,null,null,null,null,"Bâtiment\nPROPOSÉ",null,null,null,null,null,null,null,null,null,null,null,null,null,null," Σ Flux (W / K)",null,null,null,null,null,null,null,null,null,{"$f":"IFERROR(BL10+BQ13+BQ37,0)","v":0},null,null,null,null,null,null,null,null,null,"Bâtiment\nRÉFÉRENCE",null,null,null,null,null,null,null,null,null,null,null,null,null,null," Σ Flux (W / K)",null,null,null,null,null,null,null,null,null,{"$f":"IFERROR(BW10+CB13+CB37,0)","v":0}]
[null,null,null,null,null,null,null,null,null,null,null,null,null,null,null,null,null,null,null,null,null,null,null,null,null,null,null,null,null,"RSIED (m² · K / W)",null,null,null,null,null,null,null,null,null,{"$f":"IFERROR($AO$10/AN5,0)","v":0},null,null,null,null,null,null,null,null,null,null,null,null,null,null,null,null,null,null,null,null,null,null,null,null,"RSIED (m² · K / W)",null,null,null,null,null,null,null,null,null,{"$f":"IFERROR($AO$10/BW5,0)","v":0}]
[]
[null,"1 - Ensemble opaque hors sol",null,null,null,null,null,null,null,null,null,null,null,null,null,null,null,null,null,null,null,null,null,null,null,null,null,null,null,null,null,null,null,null,null,null,null,null,null,null,null,null,null,null,null,null,null,null,null,null,null,null,null,null,null,null,null,null,null,null,null,null,null,"Bâtiment PROPOSÉ",null,null,null,null,null,null,null,null,null,null,"Bâtiment RÉFÉRENCE"]
[null,"Nom de l'ensemble opaque hors sol",null,null,null,null,null,null,null,null,null,null,null,null,null,null,null,null,null,null,null,null,null,null,null,null,null,null,null,null,null,null,null,null,"Type\nd'ensemble",null,null,null,null,null,"Aire\n(m2)",null,null,null,null,null,"RSIE\n(m² · K / W)",null,null,null,null,null,"Référence",null,null,null,null,null,null,null,null,null,null,"Flux thermique\n(W / K)",null,null,null,null,"Pourcentage\n(%)",null,null,null,null,null,"Flux thermique\n(W / K)",null,null,null,null,"Pourcentage\n(%)"]
[null,{"$f":"INDEX(Vecteur_Nom_Ensemble_Opaque,BO2)","v":0},null,null,null,null,null,null,null,null,null,null,null,null,null,null,null,null,null,null,null,null,null,null,null,null,null,null,null,null,null,null,null,null,{"$f":"INDEX(Vecteur_Type_Ensemble,BO2)","v":0},null,null,null,null,null,{"$f":"INDEX(Vecteur_Aire_Ensemble,BO2)","v":0},null,null,null,null,null,{"$f":"INDEX(Vecteur_Résistance_Thermique_Effective_Proposé,BO2)","v":0},null,null,null,null,null,null,null,null,null,null,null,null,null,null,null,null,{"$f":"IFERROR(AO10/AU10,0)","v":0},null,null,null,null,{"$f":"IFERROR(BL10/$AN$5,0)","v":0},null,null,null,null,null,{"$f":"IFERROR(AO10/INDEX(Vecteur_Résistance_Thermique_Effective_Référence,BO2),0)","v":0},null,null,null,null,{"$f":"IFERROR(BW10/$BW$5,0)","v":0}]
[]
[null,"2 - Jonctions linéaires",null,null,null,null,null,null,null,null,null,null,null,null,null,null,null,null,null,null,null,null,null,null,null,null,null,null,null,null,null,null,null,null,null,null,null,null,null,null,null,null,null,null,null,null,null,null,null,null,null,null,null,null,null,null,null,null,null,null,null,null,null,"Bâtiment PROPOSÉ",null,null,null,null,null,null,null,null,null,null,"Bâtiment RÉFÉRENCE"]
[null,"Item",null,"Nom de la jonction linéraire",null,null,null,null,null,null,null,null,null,null,null,null,null,null,null,null,null,null,null,null,"Type de\njonction",null,null,null,null,"Longueur\n(m)",null,null,null,"Coefficient Ψ\n(W / m · K)",null,null,null,null,null,null,null,null,null,null,null,null,null,null,null,null,null,null,null,null,null,null,null,null,null,null,null,null,null," Σ Flux (W / K)",null,null,null,null,{"$f":"SUM(BL15:BL34)","v":0},null,null,null,null,null," Σ Flux (W / K)",null,null,null,null,{"$f":"SUM(BW15:BW34)","v":0}]
[null,null,null,null,null,null,null,null,null,null,null,null,null,null,null,null,null,null,null,null,null,null,null,null,null,null,null,null,null,null,null,null,null,"Conformité aux\nexigences prescriptives",null,null,null,null,null," Ψ\ngénérique",null,null,null," Ψ\nspécifique",null,null,null,"Pourcentage\nappliqué (%)",null,null,null,null,"Référence",null,null,null,null,null,null,null,null,null,null,"Flux thermique\n(W / K)",null,null,null,null,"Pourcentage\n(%)",null,null,null,null,null,"Flux thermique\n(W / K)",null,null,null,null,"Pourcentage\n(%)"]
[null,1,null,null,null,null,null,null,null,null,null,null,null,null,null,null,null,null,null,null,null,null,null,null,null,null,null,null,null,null,null,null,null,null,null,null,null,null,null,{"$f":"IF(AND(Y15<>\"\",AH15=\"Oui\"),VLOOKUP(Y15,Tableau_Coefficients_Linéaires,2,0),IF(AND(Y15<>\"\",AH15=\"Non\"),VLOOKUP(Y15,Tableau_Coefficients_Linéaires,3,0),\"\"))","v":""},null,null,null,null,null,null,null,null,null,null,null,null,null,null,null,null,null,null,null,null,null,null,null,{"$f":"IF(AND(Y15<>\"\",AD15<>\"\",AH15<>\"\"),IF(AND(AN15<>\"\",AV15<>\"\"),AD15*AN15*AV15/100,IF(AND(AR15<>\"\",AV15<>\"\"),AD15*AR15*AV15/100,\"\")),0)","v":0},null,null,null,null,{"$f":"IFERROR(BL15/$AN$5,0)","v":0},null,null,null,null,null,{"$f":"IF(AND(Y15<>\"\",AD15<>\"\"),AD15*VLOOKUP(Y15,Tableau_Coefficients_Linéaires,2,0)*AV15/100,0)","v":0},null,null,null,null,{"$f":"IFERROR(BW15/$BW$5,0)","v":0}]
[null,2,null,null,null,null,null,null,null,null,null,null,null,null,null,null,null,null,null,null,null,null,null,null,null,null,null,null,null,null,null,null,null,null,null,null,null,null,null,"",null,null,null,null,null,null,null,null,null,null,null,null,null,null,null,null,null,null,null,null,null,null,null,0,null,null,null,null,0,null,null,null,null,null,0,null,null,null,null,0]
[null,3,null,null,null,null,null,null,null,null,null,null,null,null,null,null,null,null,null,null,null,null,null,null,null,null,null,null,null,null,null,null,null,null,null,null,null,null,null,"",null,null,null,null,null,null,null,null,null,null,null,null,null,null,null,null,null,null,null,null,null,null,null,0,null,null,null,null,0,null,null,null,null,null,0,null,null,null,null,0]
[null,4,null,null,null,null,null,null,null,null,null,null,null,null,null,null,null,null,null,null,null,null,null,null,null,null,null,null,null,null,null,null,null,null,null,null,null,null,null,"",null,null,null,null,null,null,null,null,null,null,null,null,null,null,null,null,null,null,null,null,null,null,null,0,null,null,null,null,0,null,null,null,null,null,0,null,null,null,null,0]
[null,5,null,null,null,null,null,null,null,null,null,null,null,null,null,null,null,null,null,null,null,null,null,null,null,null,null,null,null,null,null,null,null,null,null,null,null,null,null,"",null,null,null,null,null,null,null,null,null,null,null,null,null,null,null,null,null,null,null,null,null,null,null,0,null,null,null,null,0,null,null,null,null,null,0,null,null,null,null,0]
[null,6,null,null,null,null,null,null,null,null,null,null,null,null,null,null,null,null,null,null,null,null,null,null,null,null,null,null,null,null,null,null,null,null,null,null,null,null,null,"",null,null,null,null,null,null,null,null,null,null,null,null,null,null,null,null,null,null,null,null,null,null,null,0,null,null,null,null,0,null,null,null,null,null,0,null,null,null,null,0]
[null,7,null,null,null,null,null,null,null,null,null,null,null,null,null,null,null,null,null,null,null,null,null,null,null,null,null,null,null,null,null,null,null,null,null,null,null,null,null,"",null,null,null,null,null,null,null,null,null,null,null,null,null,null,null,null,null,null,null,null,null,null,null,0,null,null,null,null,0,null,null,null,null,null,0,null,null,null,null,0]
[null,8,null,null,null,null,null,null,null,null,null,null,null,null,null,null,null,null,null,null,null,null,null,null,null,null,null,null,null,null,null,null,null,null,null,null,null,null,null,"",null,null,null,null,null,null,null,null,null,null,null,null,null,null,null,null,null,null,null,null,null,null,null,0,null,null,null,null,0,null,null,null,null,null,0,null,null,null,null,0]
[null,9,null,null,null,null,null,null,null,null,null,null,null,null,null,null,null,null,null,null,null,null,null,null,null,null,null,null,null,null,null,null,null,null,null,null,null,null,null,"",null,null,null,null,null,null,null,null,null,null,null,null,null,null,null,null,null,null,null,null,null,null,null,0,null,null,null,null,0,null,null,null,null,null,0,null,null,null,null,0]
[null,10,null,null,null,null,null,null,null,null,null,null,null,null,null,null,null,null,null,null,null,null,null,null,null,null,null,null,null,null,null,null,null,null,null,null,null,null,null,"",null,null,null,null,null,null,null,null,null,null,null,null,null,null,null,null,null,null,null,null,null,null,null,0,null,null,null,null,0,null,null,null,null,null,0,null,null,null,null,0]
[null,11,null,null,null,null,null,null,null,null,null,null,null,null,null,null,null,null,null,null,null,null,null,null,null,null,null,null,null,null,null,null,null,null,null,null,null,null,null,"",null,null,null,null,null,null,null,null,null,null,null,null,null,null,null,null,null,null,null,null,null,null,null,0,null,null,null,null,0,null,null,null,null,null,0,null,null,null,null,0]
[null,12,null,null,null,null,null,null,null,null,null,null,null,null,null,null,null,null,null,null,null,null,null,null,null,null,null,null,null,null,null,null,null,null,null,null,null,null,null,"",null,null,null,null,null,null,null,null,null,null,null,null,null,null,null,null,null,null,null,null,null,null,null,0,null,null,null,null,0,null,null,null,null,null,0,null,null,null,null,0]
[null,13,null,null,null,null,null,null,null,null,null,null,null,null,null,null,null,null,null,null,null,null,null,null,null,null,null,null,null,null,null,null,null,null,null,null,null,null,null,"",null,null,null,null,null,null,null,null,null,null,null,null,null,null,null,null,null,null,null,null,null,null,null,0,null,null,null,null,0,null,null,null,null,null,0,null,null,null,null,0]
[null,14,null,null,null,null,null,null,null,null,null,null,null,null,null,null,null,null,null,null,null,null,null,null,null,null,null,null,null,null,null,null,null,null,null,null,null,null,null,"",null,null,null,null,null,null,null,null,null,null,null,null,null,null,null,null,null,null,null,null,null,null,null,0,null,null,null,null,0,null,null,null,null,null,0,null,null,null,null,0]
[null,15,null,null,null,null,null,null,null,null,null,null,null,null,null,null,null,null,null,null,null,null,null,null,null,null,null,null,null,null,null,null,null,null,null,null,null,null,null,"",null,null,null,null,null,null,null,null,null,null,null,null,null,null,null,null,null,null,null,null,null,null,null,0,null,null,null,null,0,null,null,null,null,null,0,null,null,null,null,0]
[null,16,null,null,null,null,null,null,null,null,null,null,null,null,null,null,null,null,null,null,null,null,null,null,null,null,null,null,null,null,null,null,null,null,null,null,null,null,null,"",null,null,null,null,null,null,null,null,null,null,null,null,null,null,null,null,null,null,null,null,null,null,null,0,null,null,null,null,0,null,null,null,null,null,0,null,null,null,null,0]
[null,17,null,null,null,null,null,null,null,null,null,null,null,null,null,null,null,null,null,null,null,null,null,null,null,null,null,null,null,null,null,null,null,null,null,null,null,null,null,"",null,null,null,null,null,null,null,null,null,null,null,null,null,null,null,null,null,null,null,null,null,null,null,0,null,null,null,null,0,null,null,null,null,null,0,null,null,null,null,0]
[null,18,null,null,null,null,null,null,null,null,null,null,null,null,null,null,null,null,null,null,null,null,null,null,null,null,null,null,null,null,null,null,null,null,null,null,null,null,null,"",null,null,null,null,null,null,null,null,null,null,null,null,null,null,null,null,null,null,null,null,null,null,null,0,null,null,null,null,0,null,null,null,null,null,0,null,null,null,null,0]
[null,19,null,null,null,null,null,null,null,null,null,null,null,null,null,null,null,null,null,null,null,null,null,null,null,null,null,null,null,null,null,null,null,null,null,null,null,null,null,"",null,null,null,null,null,null,null,null,null,null,null,null,null,null,null,null,null,null,null,null,null,null,null,0,null,null,null,null,0,null,null,null,null,null,0,null,null,null,null,0]
[null,20,null,null,null,null,null,null,null,null,null,null,null,null,null,null,null,null,null,null,null,null,null,null,null,null,null,null,null,null,null,null,null,null,null,null,null,null,null,"",null,null,null,null,null,null,null,null,null,null,null,null,null,null,null,null,null,null,null,null,null,null,null,0,null,null,null,null,0,null,null,null,null,null,0,null,null,null,null,0]
[]
[null,"3 - Pénétrations ponctuelles",null,null,null,null,null,null,null,null,null,null,null,null,null,null,null,null,null,null,null,null,null,null,null,null,null,null,null,null,null,null,null,null,null,null,null,null,null,null,null,null,null,null,null,null,null,null,null,null,null,null,null,null,null,null,null,null,null,null,null,null,null,"Bâtiment PROPOSÉ",null,null,null,null,null,null,null,null,null,null,"Bâtiment RÉFÉRENCE"]
[null,"Item",null,"Nom de la pénétration ponctuelle",null,null,null,null,null,null,null,null,null,null,null,null,null,null,null,null,null,null,null,null,"Type de\npénétration",null,null,null,null,"Quantité",null,null,null,"Coefficient Ӽ\n(W / m · K)",null,null,null,null,null,null,null,null,null,null,null,null,null,null,null,null,null,null,null,null,null,null,null,null,null,null,null,null,null," Σ Flux (W / K)",null,null,null,null,{"$f":"SUM(BL39:BL58)","v":0},null,null,null,null,null," Σ Flux (W / K)",null,null,null,null,{"$f":"SUM(BW39:BW58)","v":0}]
[null,null,null,null,null,null,null,null,null,null,null,null,null,null,null,null,null,null,null,null,null,null,null,null,null,null,null,null,null,null,null,null,null,"Conformité aux\nexigences prescriptives",null,null,null,null,null,null," Ӽ\ngénérique",null,null,null,null,null," Ӽ\nspécifique",null,null,null,null,null,"Référence",null,null,null,null,null,null,null,null,null,null,"Flux thermique\n(W / K)",null,null,null,null,"Pourcentage\n(%)",null,null,null,null,null,"Flux thermique\n(W / K)",null,null,null,null,"Pourcentage\n(%)"]
[null,1,null,null,null,null,null,null,null,null,null,null,null,null,null,null,null,null,null,null,null,null,null,null,null,null,null,null,null,null,null,null,null,null,null,null,null,null,null,null,{"$f":"IF(AND(Y39<>\"\",AH39=\"Oui\"),VLOOKUP(Y39,Tableau_Pénétration_Ponctuelle,2,0),IF(AND(Y39<>\"\",AH39=\"Non\"),VLOOKUP(Y39,Tableau_Pénétration_Ponctuelle,3,0),\"\"))","v":""},null,null,null,null,null,null,null,null,null,null,null,null,null,null,null,null,null,null,null,null,null,null,{"$f":"IF(AND(Y39<>\"\",AD39<>\"\",AH39<>\"\"),IF(AO39<>\"\",AD39*AO39,IF(AU39<>\"\",AD39*AU39,\"\")),0)","v":0},null,null,null,null,{"$f":"IFERROR(BL39/$AN$5,0)","v":0},null,null,null,null,null,{"$f":"IF(AND(Y39<>\"\",AD39<>\"\"),AD39*VLOOKUP(Y39,Tableau_Pénétration_Ponctuelle,2,0),0)","v":0},null,null,null,null,{"$f":"IFERROR(BW39/$BW$5,0)","v":0}]
[null,2,null,null,null,null,null,null,null,null,null,null,null,null,null,null,null,null,null,null,null,null,null,null,null,null,null,null,null,null,null,null,null,null,null,null,null,null,null,null,"",null,null,null,null,null,null,null,null,null,null,null,null,null,null,null,null,null,null,null,null,null,null,0,null,null,null,null,0,null,null,null,null,null,0,null,null,null,null,0]
[null,3,null,null,null,null,null,null,null,null,null,null,null,null,null,null,null,null,null,null,null,null,null,null,null,null,null,null,null,null,null,null,null,null,null,null,null,null,null,null,"",null,null,null,null,null,null,null,null,null,null,null,null,null,null,null,null,null,null,null,null,null,null,0,null,null,null,null,0,null,null,null,null,null,0,null,null,null,null,0]
[null,4,null,null,null,null,null,null,null,null,null,null,null,null,null,null,null,null,null,null,null,null,null,null,null,null,null,null,null,null,null,null,null,null,null,null,null,null,null,null,"",null,null,null,null,null,null,null,null,null,null,null,null,null,null,null,null,null,null,null,null,null,null,0,null,null,null,null,0,null,null,null,null,null,0,null,null,null,null,0]
[null,5,null,null,null,null,null,null,null,null,null,null,null,null,null,null,null,null,null,null,null,null,null,null,null,null,null,null,null,null,null,null,null,null,null,null,null,null,null,null,"",null,null,null,null,null,null,null,null,null,null,null,null,null,null,null,null,null,null,null,null,null,null,0,null,null,null,null,0,null,null,null,null,null,0,null,null,null,null,0]
[null,6,null,null,null,null,null,null,null,null,null,null,null,null,null,null,null,null,null,null,null,null,null,null,null,null,null,null,null,null,null,null,null,null,null,null,null,null,null,null,"",null,null,null,null,null,null,null,null,null,null,null,null,null,null,null,null,null,null,null,null,null,null,0,null,null,null,null,0,null,null,null,null,null,0,null,null,null,null,0]
[null,7,null,null,null,null,null,null,null,null,null,null,null,null,null,null,null,null,null,null,null,null,null,null,null,null,null,null,null,null,null,null,null,null,null,null,null,null,null,null,"",null,null,null,null,null,null,null,null,null,null,null,null,null,null,null,null,null,null,null,null,null,null,0,null,null,null,null,0,null,null,null,null,null,0,null,null,null,null,0]
[null,8,null,null,null,null,null,null,null,null,null,null,null,null,null,null,null,null,null,null,null,null,null,null,null,null,null,null,null,null,null,null,null,null,null,null,null,null,null,null,"",null,null,null,null,null,null,null,null,null,null,null,null,null,null,null,null,null,null,null,null,null,null,0,null,null,null,null,0,null,null,null,null,null,0,null,null,null,null,0]
[null,9,null,null,null,null,null,null,null,null,null,null,null,null,null,null,null,null,null,null,null,null,null,null,null,null,null,null,null,null,null,null,null,null,null,null,null,null,null,null,"",null,null,null,null,null,null,null,null,null,null,null,null,null,null,null,null,null,null,null,null,null,null,0,null,null,null,null,0,null,null,null,null,null,0,null,null,null,null,0]
[null,10,null,null,null,null,null,null,null,null,null,null,null,null,null,null,null,null,null,null,null,null,null,null,null,null,null,null,null,null,null,null,null,null,null,null,null,null,null,null,"",null,null,null,null,null,null,null,null,null,null,null,null,null,null,null,null,null,null,null,null,null,null,0,null,null,null,null,0,null,null,null,null,null,0,null,null,null,null,0]
[null,11,null,null,null,null,null,null,null,null,null,null,null,null,null,null,null,null,null,null,null,null,null,null,null,null,null,null,null,null,null,null,null,null,null,null,null,null,null,null,"",null,null,null,null,null,null,null,null,null,null,null,null,null,null,null,null,null,null,null,null,null,null,0,null,null,null,null,0,null,null,null,null,null,0,null,null,null,null,0]
[null,12,null,null,null,null,null,null,null,null,null,null,null,null,null,null,null,null,null,null,null,null,null,null,null,null,null,null,null,null,null,null,null,null,null,null,null,null,null,null,"",null,null,null,null,null,null,null,null,null,null,null,null,null,null,null,null,null,null,null,null,null,null,0,null,null,null,null,0,null,null,null,null,null,0,null,null,null,null,0]
[null,13,null,null,null,null,null,null,null,null,null,null,null,null,null,null,null,null,null,null,null,null,null,null,null,null,null,null,null,null,null,null,null,null,null,null,null,null,null,null,"",null,null,null,null,null,null,null,null,null,null,null,null,null,null,null,null,null,null,null,null,null,null,0,null,null,null,null,0,null,null,null,null,null,0,null,null,null,null,0]
[null,14,null,null,null,null,null,null,null,null,null,null,null,null,null,null,null,null,null,null,null,null,null,null,null,null,null,null,null,null,null,null,null,null,null,null,null,null,null,null,"",null,null,null,null,null,null,null,null,null,null,null,null,null,null,null,null,null,null,null,null,null,null,0,null,null,null,null,0,null,null,null,null,null,0,null,null,null,null,0]
[null,15,null,null,null,null,null,null,null,null,null,null,null,null,null,null,null,null,null,null,null,null,null,null,null,null,null,null,null,null,null,null,null,null,null,null,null,null,null,null,"",null,null,null,null,null,null,null,null,null,null,null,null,null,null,null,null,null,null,null,null,null,null,0,null,null,null,null,0,null,null,null,null,null,0,null,null,null,null,0]
[null,16,null,null,null,null,null,null,null,null,null,null,null,null,null,null,null,null,null,null,null,null,null,null,null,null,null,null,null,null,null,null,null,null,null,null,null,null,null,null,"",null,null,null,null,null,null,null,null,null,null,null,null,null,null,null,null,null,null,null,null,null,null,0,null,null,null,null,0,null,null,null,null,null,0,null,null,null,null,0]
[null,17,null,null,null,null,null,null,null,null,null,null,null,null,null,null,null,null,null,null,null,null,null,null,null,null,null,null,null,null,null,null,null,null,null,null,null,null,null,null,"",null,null,null,null,null,null,null,null,null,null,null,null,null,null,null,null,null,null,null,null,null,null,0,null,null,null,null,0,null,null,null,null,null,0,null,null,null,null,0]
[null,18,null,null,null,null,null,null,null,null,null,null,null,null,null,null,null,null,null,null,null,null,null,null,null,null,null,null,null,null,null,null,null,null,null,null,null,null,null,null,"",null,null,null,null,null,null,null,null,null,null,null,null,null,null,null,null,null,null,null,null,null,null,0,null,null,null,null,0,null,null,null,null,null,0,null,null,null,null,0]
[null,19,null,null,null,null,null,null,null,null,null,null,null,null,null,null,null,null,null,null,null,null,null,null,null,null,null,null,null,null,null,null,null,null,null,null,null,null,null,null,"",null,null,null,null,null,null,null,null,null,null,null,null,null,null,null,null,null,null,null,null,null,null,0,null,null,null,null,0,null,null,null,null,null,0,null,null,null,null,0]
[null,20,null,null,null,null,null,null,null,null,null,null,null,null,null,null,null,null,null,null,null,null,null,null,null,null,null,null,null,null,null,null,null,null,null,null,null,null,null,null,"",null,null,null,null,null,null,null,null,null,null,null,null,null,null,null,null,null,null,null,null,null,null,0,null,null,null,null,0,null,null,null,null,null,0,null,null,null,null,0]

{"sheet":"20","index":21,"n_rows":58,"n_cols":80,"rows_kept":58,"cut":false,"hidden":false,"merged":[[4,49,5,63],[4,64,4,73],[4,74,4,83],[5,29,5,38],[5,39,5,48],[5,64,5,73],[5,74,5,83],[1,1,1,10],[1,11,1,44],[1,45,1,65],[1,66,1,75],[1,76,1,83],[3,1,5,12],[3,14,3,83],[4,14,5,28],[4,29,4,38],[4,39,4,48],[7,1,7,61],[7,63,7,72],[7,74,7,83],[8,1,8,33],[8,34,8,39],[8,40,8,45],[8,46,8,51],[8,52,8,61],[8,63,8,67],[8,68,8,72],[8,74,8,78],[8,79,8,83],[9,1,9,33],[9,34,9,39],[9,40,9,45],[9,46,9,51],[9,52,9,61],[9,63,9,67],[9,68,9,72],[9,74,9,78],[9,79,9,83],[14,47,14,51],[14,52,14,61],[11,1,11,61],[11,63,11,72],[11,74,11,83],[12,1,13,2],[12,3,13,23],[12,24,13,28],[12,29,13,32],[12,33,12,61],[12,63,12,67],[12,68,12,72],[12,74,12,78],[12,79,12,83],[13,33,13,38],[13,39,13,42],[13,43,13,46],[13,47,13,51],[13,52,13,61],[13,63,13,67],[13,68,13,72],[13,74,13,78],[13,79,13,83],[15,39,15,42],[15,43,15,46],[15,47,15,51],[14,63,14,67],[14,68,14,72],[14,74,14,78],[14,79,14,83],[15,1,15,2],[15,3,15,23],[15,24,15,28],[15,29,15,32],[15,33,15,38],[15,74,15,78],[15,79,15,83],[15,52,15,61],[15,63,15,67],[15,68,15,72],[14,1,14,2],[14,3,14,23],[14,24,14,28],[14,29,14,32],[14,33,14,38],[14,39,14,42],[14,43,14,46],[16,79,16,83],[17,1,17,2],[17,3,17,23],[17,24,17,28],[17,29,17,32],[17,33,17,38],[17,74,17,78],[17,79,17,83],[17,52,17,61],[17,63,17,67],[17,68,17,72],[16,1,16,2],[16,3,16,23],[16,24,16,28],[16,29,16,32],[16,33,16,38],[16,39,16,42],[16,43,16,46],[16,47,16,51],[18,43,18,46],[18,47,18,51],[17,39,17,42],[17,43,17,46],[17,47,17,51],[16,52,16,61],[16,63,16,67],[16,68,16,72],[16,74,16,78],[19,39,19,42],[19,43,19,46],[19,47,19,51],[18,52,18,61],[18,63,18,67],[18,68,18,72],[18,74,18,78],[18,79,18,83],[19,1,19,2],[19,3,19,23],[19,24,19,28],[19,29,19,32],[19,33,19,38],[19,74,19,78],[19,79,19,83],[19,52,19,61],[19,63,19,67],[19,68,19,72],[18,1,18,2],[18,3,18,23],[18,24,18,28],[18,29,18,32],[18,33,18,38],[18,39,18,42],[20,79,20,83],[21,1,21,2],[21,3,21,23],[21,24,21,28],[21,29,21,32],[21,33,21,38],[21,74,21,78],[21,79,21,83],[21,52,21,61],[21,63,21,67],[21,68,21,72],[20,1,20,2],[20,3,20,23],[20,24,20,28],[20,29,20,32],[20,33,20,38],[20,39,20,42],[20,43,20,46],[20,47,20,51],[22,43,22,46],[22,47,22,51],[21,39,21,42],[21,43,21,46],[21,47,21,51],[20,52,20,61],[20,63,20,67],[20,68,20,72],[20,74,20,78],[23,39,23,42],[23,43,23,46],[23,47,23,51],[22,52,22,61],[22,63,22,67],[22,68,22,72],[22,74,22,78],[22,79,22,83],[23,1,23,2],[23,3,23,23],[23,24,23,28],[23,29,23,32],[23,33,23,38],[23,74,23,78],[23,79,23,83],[23,52,23,61],[23,63,23,67],[23,68,23,72],[22,1,22,2],[22,3,22,23],[22,24,22,28],[22,29,22,32],[22,33,22,38],[22,39,22,42],[24,79,24,83],[25,1,25,2],[25,3,25,23],[25,24,25,28],[25,29,25,32],[25,33,25,38],[25,74,25,78],[25,79,25,83],[25,52,25,61],[25,63,25,67],[25,68,25,72],[24,1,24,2],[24,3,24,23],[24,24,24,28],[24,29,24,32],[24,33,24,38],[24,39,24,42],[24,43,24,46],[24,47,24,51],[26,43,26,46],[26,47,26,51],[25,39,25,42],[25,43,25,46],[25,47,25,51],[24,52,24,61],[24,63,24,67],[24,68,24,72],[24,74,24,78],[27,39,27,42],[27,43,27,46],[27,47,27,51],[26,52,26,61],[26,63,26,67],[26,68,26,72],[26,74,26,78],[26,79,26,83],[27,1,27,2],[27,3,27,23],[27,24,27,28],[27,29,27,32],[27,33,27,38],[27,74,27,78],[27,79,27,83],[27,52,27,61],[27,63,27,67],[27,68,27,72],[26,1,26,2],[26,3,26,23],[26,24,26,28],[26,29,26,32],[26,33,26,38],[26,39,26,42],[28,79,28,83],[29,1,29,2],[29,3,29,23],[29,24,29,28],[29,29,29,32],[29,33,29,38],[29,74,29,78],[29,79,29,83],[29,52,29,61],[29,63,29,67],[29,68,29,72],[28,1,28,2],[28,3,28,23],[28,24,28,28],[28,29,28,32],[28,33,28,38],[28,39,28,42],[28,43,28,46],[28,47,28,51],[30,43,30,46],[30,47,30,51],[29,39,29,42],[29,43,29,46],[29,47,29,51],[28,52,28,61],[28,63,28,67],[28,68,28,72],[28,74,28,78],[31,39,31,42],[31,43,31,46],[31,47,31,51],[30,52,30,61],[30,63,30,67],[30,68,30,72],[30,74,30,78],[30,79,30,83],[31,1,31,2],[31,3,31,23],[31,24,31,28],[31,29,31,32],[31,33,31,38],[31,74,31,78],[31,79,31,83],[31,52,31,61],[31,63,31,67],[31,68,31,72],[30,1,30,2],[30,3,30,23],[30,24,30,28],[30,29,30,32],[30,33,30,38],[30,39,30,42],[32,52,32,61],[32,63,32,67],[32,68,32,72],[32,74,32,78],[32,79,32,83],[33,1,33,2],[33,3,33,23],[33,24,33,28],[33,29,33,32],[33,33,33,38],[33,74,33,78],[33,79,33,83],[32,1,32,2],[32,3,32,23],[32,24,32,28],[32,29,32,32],[32,33,32,38],[32,39,32,42],[32,43,32,46],[32,47,32,51],[33,39,33,42],[33,43,33,46],[33,47,33,51],[33,52,33,61],[33,63,33,67],[33,68,33,72],[36,63,36,67],[36,68,36,72],[36,74,36,78],[39,74,39,78],[39,79,39,83],[38,63,38,67],[38,68,38,72],[38,79,38,83],[39,68,39,72],[35,1,35,61],[35,63,35,72],[35,74,35,83],[36,1,37,2],[36,3,37,23],[36,24,37,28],[36,29,37,32],[36,33,36,61],[36,79,36,83],[37,33,37,39],[37,40,37,45],[37,46,37,51],[37,52,37,61],[37,63,37,67],[37,68,37,72],[37,74,37,78],[37,79,37,83],[38,1,38,2],[38,3,38,23],[38,24,38,28],[38,29,38,32],[38,33,38,39],[38,40,38,45],[38,46,38,51],[38,52,38,61],[38,74,38,78],[40,46,40,51],[40,52,40,61],[40,63,40,67],[40,68,40,72],[40,74,40,78],[40,79,40,83],[40,1,40,2],[40,3,40,23],[40,24,40,28],[40,29,40,32],[40,33,40,39],[40,40,40,45],[39,1,39,2],[39,3,39,23],[39,24,39,28],[39,29,39,32],[39,33,39,39],[39,40,39,45],[39,46,39,51],[39,52,39,61],[39,63,39,67],[41,46,41,51],[41,52,41,61],[41,63,41,67],[41,68,41,72],[41,74,41,78],[41,79,41,83],[41,1,41,2],[41,3,41,23],[41,24,41,28],[41,29,41,32],[41,33,41,39],[41,40,41,45],[42,46,42,51],[42,52,42,61],[42,63,42,67],[42,68,42,72],[42,74,42,78],[42,79,42,83],[42,1,42,2],[42,3,42,23],[42,24,42,28],[42,29,42,32],[42,33,42,39],[42,40,42,45],[43,46,43,51],[43,52,43,61],[43,63,43,67],[43,68,43,72],[43,74,43,78],[43,79,43,83],[43,1,43,2],[43,3,43,23],[43,24,43,28],[43,29,43,32],[43,33,43,39],[43,40,43,45],[44,46,44,51],[44,52,44,61],[44,63,44,67],[44,68,44,72],[44,74,44,78],[44,79,44,83],[44,1,44,2],[44,3,44,23],[44,24,44,28],[44,29,44,32],[44,33,44,39],[44,40,44,45],[45,46,45,51],[45,52,45,61],[45,63,45,67],[45,68,45,72],[45,74,45,78],[45,79,45,83],[45,1,45,2],[45,3,45,23],[45,24,45,28],[45,29,45,32],[45,33,45,39],[45,40,45,45],[46,46,46,51],[46,52,46,61],[46,63,46,67],[46,68,46,72],[46,74,46,78],[46,79,46,83],[46,1,46,2],[46,3,46,23],[46,24,46,28],[46,29,46,32],[46,33,46,39],[46,40,46,45],[47,46,47,51],[47,52,47,61],[47,63,47,67],[47,68,47,72],[47,74,47,78],[47,79,47,83],[47,1,47,2],[47,3,47,23],[47,24,47,28],[47,29,47,32],[47,33,47,39],[47,40,47,45],[48,46,48,51],[48,52,48,61],[48,63,48,67],[48,68,48,72],[48,74,48,78],[48,79,48,83],[48,1,48,2],[48,3,48,23],[48,24,48,28],[48,29,48,32],[48,33,48,39],[48,40,48,45],[49,46,49,51],[49,52,49,61],[49,63,49,67],[49,68,49,72],[49,74,49,78],[49,79,49,83],[49,1,49,2],[49,3,49,23],[49,24,49,28],[49,29,49,32],[49,33,49,39],[49,40,49,45],[50,46,50,51],[50,52,50,61],[50,63,50,67],[50,68,50,72],[50,74,50,78],[50,79,50,83],[50,1,50,2],[50,3,50,23],[50,24,50,28],[50,29,50,32],[50,33,50,39],[50,40,50,45],[51,46,51,51],[51,52,51,61],[51,63,51,67],[51,68,51,72],[51,74,51,78],[51,79,51,83],[51,1,51,2],[51,3,51,23],[51,24,51,28],[51,29,51,32],[51,33,51,39],[51,40,51,45],[52,46,52,51],[52,52,52,61],[52,63,52,67],[52,68,52,72],[52,74,52,78],[52,79,52,83],[52,1,52,2],[52,3,52,23],[52,24,52,28],[52,29,52,32],[52,33,52,39],[52,40,52,45],[53,46,53,51],[53,52,53,61],[53,63,53,67],[53,68,53,72],[53,74,53,78],[53,79,53,83],[53,1,53,2],[53,3,53,23],[53,24,53,28],[53,29,53,32],[53,33,53,39],[53,40,53,45],[54,46,54,51],[54,52,54,61],[54,63,54,67],[54,68,54,72],[54,74,54,78],[54,79,54,83],[54,1,54,2],[54,3,54,23],[54,24,54,28],[54,29,54,32],[54,33,54,39],[54,40,54,45],[55,46,55,51],[55,52,55,61],[55,63,55,67],[55,68,55,72],[55,74,55,78],[55,79,55,83],[55,1,55,2],[55,3,55,23],[55,24,55,28],[55,29,55,32],[55,33,55,39],[55,40,55,45],[56,46,56,51],[56,52,56,61],[56,63,56,67],[56,68,56,72],[56,74,56,78],[56,79,56,83],[56,1,56,2],[56,3,56,23],[56,24,56,28],[56,29,56,32],[56,33,56,39],[56,40,56,45],[57,46,57,51],[57,52,57,61],[57,63,57,67],[57,68,57,72],[57,74,57,78],[57,79,57,83],[57,1,57,2],[57,3,57,23],[57,24,57,28],[57,29,57,32],[57,33,57,39],[57,40,57,45]]}
[]
[null,null,null,null,null,null,null,null,null,null,null,"Calcul de la dépréciation de la résistance thermique effective ",null,null,null,null,null,null,null,null,null,null,null,null,null,null,null,null,null,null,null,null,null,null,null,null,null,null,null,null,null,null,null,null,null,"Ensemble opaque hors sol",null,null,null,null,null,null,null,null,null,null,null,null,null,null,null,null,null,null,null,null,20,null,null,null,null,null,null,null,null,null,{"$f":"Version","v":"Version R01"}]
[]
[null,"Résultats →",null,null,null,null,null,null,null,null,null,null,null,null,"Flux thermique total et Résistance thermique effective dépréciée des bâtiments"]
[null,null,null,null,null,null,null,null,null,null,null,null,null,null,"Bâtiment\nPROPOSÉ",null,null,null,null,null,null,null,null,null,null,null,null,null,null," Σ Flux (W / K)",null,null,null,null,null,null,null,null,null,{"$f":"IFERROR(BL10+BQ13+BQ37,0)","v":0},null,null,null,null,null,null,null,null,null,"Bâtiment\nRÉFÉRENCE",null,null,null,null,null,null,null,null,null,null,null,null,null,null," Σ Flux (W / K)",null,null,null,null,null,null,null,null,null,{"$f":"IFERROR(BW10+CB13+CB37,0)","v":0}]
[null,null,null,null,null,null,null,null,null,null,null,null,null,null,null,null,null,null,null,null,null,null,null,null,null,null,null,null,null,"RSIED (m² · K / W)",null,null,null,null,null,null,null,null,null,{"$f":"IFERROR($AO$10/AN5,0)","v":0},null,null,null,null,null,null,null,null,null,null,null,null,null,null,null,null,null,null,null,null,null,null,null,null,"RSIED (m² · K / W)",null,null,null,null,null,null,null,null,null,{"$f":"IFERROR($AO$10/BW5,0)","v":0}]
[]
[null,"1 - Ensemble opaque hors sol",null,null,null,null,null,null,null,null,null,null,null,null,null,null,null,null,null,null,null,null,null,null,null,null,null,null,null,null,null,null,null,null,null,null,null,null,null,null,null,null,null,null,null,null,null,null,null,null,null,null,null,null,null,null,null,null,null,null,null,null,null,"Bâtiment PROPOSÉ",null,null,null,null,null,null,null,null,null,null,"Bâtiment RÉFÉRENCE"]
[null,"Nom de l'ensemble opaque hors sol",null,null,null,null,null,null,null,null,null,null,null,null,null,null,null,null,null,null,null,null,null,null,null,null,null,null,null,null,null,null,null,null,"Type\nd'ensemble",null,null,null,null,null,"Aire\n(m2)",null,null,null,null,null,"RSIE\n(m² · K / W)",null,null,null,null,null,"Référence",null,null,null,null,null,null,null,null,null,null,"Flux thermique\n(W / K)",null,null,null,null,"Pourcentage\n(%)",null,null,null,null,null,"Flux thermique\n(W / K)",null,null,null,null,"Pourcentage\n(%)"]
[null,{"$f":"INDEX(Vecteur_Nom_Ensemble_Opaque,BO2)","v":0},null,null,null,null,null,null,null,null,null,null,null,null,null,null,null,null,null,null,null,null,null,null,null,null,null,null,null,null,null,null,null,null,{"$f":"INDEX(Vecteur_Type_Ensemble,BO2)","v":0},null,null,null,null,null,{"$f":"INDEX(Vecteur_Aire_Ensemble,BO2)","v":0},null,null,null,null,null,{"$f":"INDEX(Vecteur_Résistance_Thermique_Effective_Proposé,BO2)","v":0},null,null,null,null,null,null,null,null,null,null,null,null,null,null,null,null,{"$f":"IFERROR(AO10/AU10,0)","v":0},null,null,null,null,{"$f":"IFERROR(BL10/$AN$5,0)","v":0},null,null,null,null,null,{"$f":"IFERROR(AO10/INDEX(Vecteur_Résistance_Thermique_Effective_Référence,BO2),0)","v":0},null,null,null,null,{"$f":"IFERROR(BW10/$BW$5,0)","v":0}]
[]
[null,"2 - Jonctions linéaires",null,null,null,null,null,null,null,null,null,null,null,null,null,null,null,null,null,null,null,null,null,null,null,null,null,null,null,null,null,null,null,null,null,null,null,null,null,null,null,null,null,null,null,null,null,null,null,null,null,null,null,null,null,null,null,null,null,null,null,null,null,"Bâtiment PROPOSÉ",null,null,null,null,null,null,null,null,null,null,"Bâtiment RÉFÉRENCE"]
[null,"Item",null,"Nom de la jonction linéraire",null,null,null,null,null,null,null,null,null,null,null,null,null,null,null,null,null,null,null,null,"Type de\njonction",null,null,null,null,"Longueur\n(m)",null,null,null,"Coefficient Ψ\n(W / m · K)",null,null,null,null,null,null,null,null,null,null,null,null,null,null,null,null,null,null,null,null,null,null,null,null,null,null,null,null,null," Σ Flux (W / K)",null,null,null,null,{"$f":"SUM(BL15:BL34)","v":0},null,null,null,null,null," Σ Flux (W / K)",null,null,null,null,{"$f":"SUM(BW15:BW34)","v":0}]
[null,null,null,null,null,null,null,null,null,null,null,null,null,null,null,null,null,null,null,null,null,null,null,null,null,null,null,null,null,null,null,null,null,"Conformité aux\nexigences prescriptives",null,null,null,null,null," Ψ\ngénérique",null,null,null," Ψ\nspécifique",null,null,null,"Pourcentage\nappliqué (%)",null,null,null,null,"Référence",null,null,null,null,null,null,null,null,null,null,"Flux thermique\n(W / K)",null,null,null,null,"Pourcentage\n(%)",null,null,null,null,null,"Flux thermique\n(W / K)",null,null,null,null,"Pourcentage\n(%)"]
[null,1,null,null,null,null,null,null,null,null,null,null,null,null,null,null,null,null,null,null,null,null,null,null,null,null,null,null,null,null,null,null,null,null,null,null,null,null,null,{"$f":"IF(AND(Y15<>\"\",AH15=\"Oui\"),VLOOKUP(Y15,Tableau_Coefficients_Linéaires,2,0),IF(AND(Y15<>\"\",AH15=\"Non\"),VLOOKUP(Y15,Tableau_Coefficients_Linéaires,3,0),\"\"))","v":""},null,null,null,null,null,null,null,null,null,null,null,null,null,null,null,null,null,null,null,null,null,null,null,{"$f":"IF(AND(Y15<>\"\",AD15<>\"\",AH15<>\"\"),IF(AND(AN15<>\"\",AV15<>\"\"),AD15*AN15*AV15/100,IF(AND(AR15<>\"\",AV15<>\"\"),AD15*AR15*AV15/100,\"\")),0)","v":0},null,null,null,null,{"$f":"IFERROR(BL15/$AN$5,0)","v":0},null,null,null,null,null,{"$f":"IF(AND(Y15<>\"\",AD15<>\"\"),AD15*VLOOKUP(Y15,Tableau_Coefficients_Linéaires,2,0)*AV15/100,0)","v":0},null,null,null,null,{"$f":"IFERROR(BW15/$BW$5,0)","v":0}]
[null,2,null,null,null,null,null,null,null,null,null,null,null,null,null,null,null,null,null,null,null,null,null,null,null,null,null,null,null,null,null,null,null,null,null,null,null,null,null,"",null,null,null,null,null,null,null,null,null,null,null,null,null,null,null,null,null,null,null,null,null,null,null,0,null,null,null,null,0,null,null,null,null,null,0,null,null,null,null,0]
[null,3,null,null,null,null,null,null,null,null,null,null,null,null,null,null,null,null,null,null,null,null,null,null,null,null,null,null,null,null,null,null,null,null,null,null,null,null,null,"",null,null,null,null,null,null,null,null,null,null,null,null,null,null,null,null,null,null,null,null,null,null,null,0,null,null,null,null,0,null,null,null,null,null,0,null,null,null,null,0]
[null,4,null,null,null,null,null,null,null,null,null,null,null,null,null,null,null,null,null,null,null,null,null,null,null,null,null,null,null,null,null,null,null,null,null,null,null,null,null,"",null,null,null,null,null,null,null,null,null,null,null,null,null,null,null,null,null,null,null,null,null,null,null,0,null,null,null,null,0,null,null,null,null,null,0,null,null,null,null,0]
[null,5,null,null,null,null,null,null,null,null,null,null,null,null,null,null,null,null,null,null,null,null,null,null,null,null,null,null,null,null,null,null,null,null,null,null,null,null,null,"",null,null,null,null,null,null,null,null,null,null,null,null,null,null,null,null,null,null,null,null,null,null,null,0,null,null,null,null,0,null,null,null,null,null,0,null,null,null,null,0]
[null,6,null,null,null,null,null,null,null,null,null,null,null,null,null,null,null,null,null,null,null,null,null,null,null,null,null,null,null,null,null,null,null,null,null,null,null,null,null,"",null,null,null,null,null,null,null,null,null,null,null,null,null,null,null,null,null,null,null,null,null,null,null,0,null,null,null,null,0,null,null,null,null,null,0,null,null,null,null,0]
[null,7,null,null,null,null,null,null,null,null,null,null,null,null,null,null,null,null,null,null,null,null,null,null,null,null,null,null,null,null,null,null,null,null,null,null,null,null,null,"",null,null,null,null,null,null,null,null,null,null,null,null,null,null,null,null,null,null,null,null,null,null,null,0,null,null,null,null,0,null,null,null,null,null,0,null,null,null,null,0]
[null,8,null,null,null,null,null,null,null,null,null,null,null,null,null,null,null,null,null,null,null,null,null,null,null,null,null,null,null,null,null,null,null,null,null,null,null,null,null,"",null,null,null,null,null,null,null,null,null,null,null,null,null,null,null,null,null,null,null,null,null,null,null,0,null,null,null,null,0,null,null,null,null,null,0,null,null,null,null,0]
[null,9,null,null,null,null,null,null,null,null,null,null,null,null,null,null,null,null,null,null,null,null,null,null,null,null,null,null,null,null,null,null,null,null,null,null,null,null,null,"",null,null,null,null,null,null,null,null,null,null,null,null,null,null,null,null,null,null,null,null,null,null,null,0,null,null,null,null,0,null,null,null,null,null,0,null,null,null,null,0]
[null,10,null,null,null,null,null,null,null,null,null,null,null,null,null,null,null,null,null,null,null,null,null,null,null,null,null,null,null,null,null,null,null,null,null,null,null,null,null,"",null,null,null,null,null,null,null,null,null,null,null,null,null,null,null,null,null,null,null,null,null,null,null,0,null,null,null,null,0,null,null,null,null,null,0,null,null,null,null,0]
[null,11,null,null,null,null,null,null,null,null,null,null,null,null,null,null,null,null,null,null,null,null,null,null,null,null,null,null,null,null,null,null,null,null,null,null,null,null,null,"",null,null,null,null,null,null,null,null,null,null,null,null,null,null,null,null,null,null,null,null,null,null,null,0,null,null,null,null,0,null,null,null,null,null,0,null,null,null,null,0]
[null,12,null,null,null,null,null,null,null,null,null,null,null,null,null,null,null,null,null,null,null,null,null,null,null,null,null,null,null,null,null,null,null,null,null,null,null,null,null,"",null,null,null,null,null,null,null,null,null,null,null,null,null,null,null,null,null,null,null,null,null,null,null,0,null,null,null,null,0,null,null,null,null,null,0,null,null,null,null,0]
[null,13,null,null,null,null,null,null,null,null,null,null,null,null,null,null,null,null,null,null,null,null,null,null,null,null,null,null,null,null,null,null,null,null,null,null,null,null,null,"",null,null,null,null,null,null,null,null,null,null,null,null,null,null,null,null,null,null,null,null,null,null,null,0,null,null,null,null,0,null,null,null,null,null,0,null,null,null,null,0]
[null,14,null,null,null,null,null,null,null,null,null,null,null,null,null,null,null,null,null,null,null,null,null,null,null,null,null,null,null,null,null,null,null,null,null,null,null,null,null,"",null,null,null,null,null,null,null,null,null,null,null,null,null,null,null,null,null,null,null,null,null,null,null,0,null,null,null,null,0,null,null,null,null,null,0,null,null,null,null,0]
[null,15,null,null,null,null,null,null,null,null,null,null,null,null,null,null,null,null,null,null,null,null,null,null,null,null,null,null,null,null,null,null,null,null,null,null,null,null,null,"",null,null,null,null,null,null,null,null,null,null,null,null,null,null,null,null,null,null,null,null,null,null,null,0,null,null,null,null,0,null,null,null,null,null,0,null,null,null,null,0]
[null,16,null,null,null,null,null,null,null,null,null,null,null,null,null,null,null,null,null,null,null,null,null,null,null,null,null,null,null,null,null,null,null,null,null,null,null,null,null,"",null,null,null,null,null,null,null,null,null,null,null,null,null,null,null,null,null,null,null,null,null,null,null,0,null,null,null,null,0,null,null,null,null,null,0,null,null,null,null,0]
[null,17,null,null,null,null,null,null,null,null,null,null,null,null,null,null,null,null,null,null,null,null,null,null,null,null,null,null,null,null,null,null,null,null,null,null,null,null,null,"",null,null,null,null,null,null,null,null,null,null,null,null,null,null,null,null,null,null,null,null,null,null,null,0,null,null,null,null,0,null,null,null,null,null,0,null,null,null,null,0]
[null,18,null,null,null,null,null,null,null,null,null,null,null,null,null,null,null,null,null,null,null,null,null,null,null,null,null,null,null,null,null,null,null,null,null,null,null,null,null,"",null,null,null,null,null,null,null,null,null,null,null,null,null,null,null,null,null,null,null,null,null,null,null,0,null,null,null,null,0,null,null,null,null,null,0,null,null,null,null,0]
[null,19,null,null,null,null,null,null,null,null,null,null,null,null,null,null,null,null,null,null,null,null,null,null,null,null,null,null,null,null,null,null,null,null,null,null,null,null,null,"",null,null,null,null,null,null,null,null,null,null,null,null,null,null,null,null,null,null,null,null,null,null,null,0,null,null,null,null,0,null,null,null,null,null,0,null,null,null,null,0]
[null,20,null,null,null,null,null,null,null,null,null,null,null,null,null,null,null,null,null,null,null,null,null,null,null,null,null,null,null,null,null,null,null,null,null,null,null,null,null,"",null,null,null,null,null,null,null,null,null,null,null,null,null,null,null,null,null,null,null,null,null,null,null,0,null,null,null,null,0,null,null,null,null,null,0,null,null,null,null,0]
[]
[null,"3 - Pénétrations ponctuelles",null,null,null,null,null,null,null,null,null,null,null,null,null,null,null,null,null,null,null,null,null,null,null,null,null,null,null,null,null,null,null,null,null,null,null,null,null,null,null,null,null,null,null,null,null,null,null,null,null,null,null,null,null,null,null,null,null,null,null,null,null,"Bâtiment PROPOSÉ",null,null,null,null,null,null,null,null,null,null,"Bâtiment RÉFÉRENCE"]
[null,"Item",null,"Nom de la pénétration ponctuelle",null,null,null,null,null,null,null,null,null,null,null,null,null,null,null,null,null,null,null,null,"Type de\npénétration",null,null,null,null,"Quantité",null,null,null,"Coefficient Ӽ\n(W / m · K)",null,null,null,null,null,null,null,null,null,null,null,null,null,null,null,null,null,null,null,null,null,null,null,null,null,null,null,null,null," Σ Flux (W / K)",null,null,null,null,{"$f":"SUM(BL39:BL58)","v":0},null,null,null,null,null," Σ Flux (W / K)",null,null,null,null,{"$f":"SUM(BW39:BW58)","v":0}]
[null,null,null,null,null,null,null,null,null,null,null,null,null,null,null,null,null,null,null,null,null,null,null,null,null,null,null,null,null,null,null,null,null,"Conformité aux\nexigences prescriptives",null,null,null,null,null,null," Ӽ\ngénérique",null,null,null,null,null," Ӽ\nspécifique",null,null,null,null,null,"Référence",null,null,null,null,null,null,null,null,null,null,"Flux thermique\n(W / K)",null,null,null,null,"Pourcentage\n(%)",null,null,null,null,null,"Flux thermique\n(W / K)",null,null,null,null,"Pourcentage\n(%)"]
[null,1,null,null,null,null,null,null,null,null,null,null,null,null,null,null,null,null,null,null,null,null,null,null,null,null,null,null,null,null,null,null,null,null,null,null,null,null,null,null,{"$f":"IF(AND(Y39<>\"\",AH39=\"Oui\"),VLOOKUP(Y39,Tableau_Pénétration_Ponctuelle,2,0),IF(AND(Y39<>\"\",AH39=\"Non\"),VLOOKUP(Y39,Tableau_Pénétration_Ponctuelle,3,0),\"\"))","v":""},null,null,null,null,null,null,null,null,null,null,null,null,null,null,null,null,null,null,null,null,null,null,{"$f":"IF(AND(Y39<>\"\",AD39<>\"\",AH39<>\"\"),IF(AO39<>\"\",AD39*AO39,IF(AU39<>\"\",AD39*AU39,\"\")),0)","v":0},null,null,null,null,{"$f":"IFERROR(BL39/$AN$5,0)","v":0},null,null,null,null,null,{"$f":"IF(AND(Y39<>\"\",AD39<>\"\"),AD39*VLOOKUP(Y39,Tableau_Pénétration_Ponctuelle,2,0),0)","v":0},null,null,null,null,{"$f":"IFERROR(BW39/$BW$5,0)","v":0}]
[null,2,null,null,null,null,null,null,null,null,null,null,null,null,null,null,null,null,null,null,null,null,null,null,null,null,null,null,null,null,null,null,null,null,null,null,null,null,null,null,"",null,null,null,null,null,null,null,null,null,null,null,null,null,null,null,null,null,null,null,null,null,null,0,null,null,null,null,0,null,null,null,null,null,0,null,null,null,null,0]
[null,3,null,null,null,null,null,null,null,null,null,null,null,null,null,null,null,null,null,null,null,null,null,null,null,null,null,null,null,null,null,null,null,null,null,null,null,null,null,null,"",null,null,null,null,null,null,null,null,null,null,null,null,null,null,null,null,null,null,null,null,null,null,0,null,null,null,null,0,null,null,null,null,null,0,null,null,null,null,0]
[null,4,null,null,null,null,null,null,null,null,null,null,null,null,null,null,null,null,null,null,null,null,null,null,null,null,null,null,null,null,null,null,null,null,null,null,null,null,null,null,"",null,null,null,null,null,null,null,null,null,null,null,null,null,null,null,null,null,null,null,null,null,null,0,null,null,null,null,0,null,null,null,null,null,0,null,null,null,null,0]
[null,5,null,null,null,null,null,null,null,null,null,null,null,null,null,null,null,null,null,null,null,null,null,null,null,null,null,null,null,null,null,null,null,null,null,null,null,null,null,null,"",null,null,null,null,null,null,null,null,null,null,null,null,null,null,null,null,null,null,null,null,null,null,0,null,null,null,null,0,null,null,null,null,null,0,null,null,null,null,0]
[null,6,null,null,null,null,null,null,null,null,null,null,null,null,null,null,null,null,null,null,null,null,null,null,null,null,null,null,null,null,null,null,null,null,null,null,null,null,null,null,"",null,null,null,null,null,null,null,null,null,null,null,null,null,null,null,null,null,null,null,null,null,null,0,null,null,null,null,0,null,null,null,null,null,0,null,null,null,null,0]
[null,7,null,null,null,null,null,null,null,null,null,null,null,null,null,null,null,null,null,null,null,null,null,null,null,null,null,null,null,null,null,null,null,null,null,null,null,null,null,null,"",null,null,null,null,null,null,null,null,null,null,null,null,null,null,null,null,null,null,null,null,null,null,0,null,null,null,null,0,null,null,null,null,null,0,null,null,null,null,0]
[null,8,null,null,null,null,null,null,null,null,null,null,null,null,null,null,null,null,null,null,null,null,null,null,null,null,null,null,null,null,null,null,null,null,null,null,null,null,null,null,"",null,null,null,null,null,null,null,null,null,null,null,null,null,null,null,null,null,null,null,null,null,null,0,null,null,null,null,0,null,null,null,null,null,0,null,null,null,null,0]
[null,9,null,null,null,null,null,null,null,null,null,null,null,null,null,null,null,null,null,null,null,null,null,null,null,null,null,null,null,null,null,null,null,null,null,null,null,null,null,null,"",null,null,null,null,null,null,null,null,null,null,null,null,null,null,null,null,null,null,null,null,null,null,0,null,null,null,null,0,null,null,null,null,null,0,null,null,null,null,0]
[null,10,null,null,null,null,null,null,null,null,null,null,null,null,null,null,null,null,null,null,null,null,null,null,null,null,null,null,null,null,null,null,null,null,null,null,null,null,null,null,"",null,null,null,null,null,null,null,null,null,null,null,null,null,null,null,null,null,null,null,null,null,null,0,null,null,null,null,0,null,null,null,null,null,0,null,null,null,null,0]
[null,11,null,null,null,null,null,null,null,null,null,null,null,null,null,null,null,null,null,null,null,null,null,null,null,null,null,null,null,null,null,null,null,null,null,null,null,null,null,null,"",null,null,null,null,null,null,null,null,null,null,null,null,null,null,null,null,null,null,null,null,null,null,0,null,null,null,null,0,null,null,null,null,null,0,null,null,null,null,0]
[null,12,null,null,null,null,null,null,null,null,null,null,null,null,null,null,null,null,null,null,null,null,null,null,null,null,null,null,null,null,null,null,null,null,null,null,null,null,null,null,"",null,null,null,null,null,null,null,null,null,null,null,null,null,null,null,null,null,null,null,null,null,null,0,null,null,null,null,0,null,null,null,null,null,0,null,null,null,null,0]
[null,13,null,null,null,null,null,null,null,null,null,null,null,null,null,null,null,null,null,null,null,null,null,null,null,null,null,null,null,null,null,null,null,null,null,null,null,null,null,null,"",null,null,null,null,null,null,null,null,null,null,null,null,null,null,null,null,null,null,null,null,null,null,0,null,null,null,null,0,null,null,null,null,null,0,null,null,null,null,0]
[null,14,null,null,null,null,null,null,null,null,null,null,null,null,null,null,null,null,null,null,null,null,null,null,null,null,null,null,null,null,null,null,null,null,null,null,null,null,null,null,"",null,null,null,null,null,null,null,null,null,null,null,null,null,null,null,null,null,null,null,null,null,null,0,null,null,null,null,0,null,null,null,null,null,0,null,null,null,null,0]
[null,15,null,null,null,null,null,null,null,null,null,null,null,null,null,null,null,null,null,null,null,null,null,null,null,null,null,null,null,null,null,null,null,null,null,null,null,null,null,null,"",null,null,null,null,null,null,null,null,null,null,null,null,null,null,null,null,null,null,null,null,null,null,0,null,null,null,null,0,null,null,null,null,null,0,null,null,null,null,0]
[null,16,null,null,null,null,null,null,null,null,null,null,null,null,null,null,null,null,null,null,null,null,null,null,null,null,null,null,null,null,null,null,null,null,null,null,null,null,null,null,"",null,null,null,null,null,null,null,null,null,null,null,null,null,null,null,null,null,null,null,null,null,null,0,null,null,null,null,0,null,null,null,null,null,0,null,null,null,null,0]
[null,17,null,null,null,null,null,null,null,null,null,null,null,null,null,null,null,null,null,null,null,null,null,null,null,null,null,null,null,null,null,null,null,null,null,null,null,null,null,null,"",null,null,null,null,null,null,null,null,null,null,null,null,null,null,null,null,null,null,null,null,null,null,0,null,null,null,null,0,null,null,null,null,null,0,null,null,null,null,0]
[null,18,null,null,null,null,null,null,null,null,null,null,null,null,null,null,null,null,null,null,null,null,null,null,null,null,null,null,null,null,null,null,null,null,null,null,null,null,null,null,"",null,null,null,null,null,null,null,null,null,null,null,null,null,null,null,null,null,null,null,null,null,null,0,null,null,null,null,0,null,null,null,null,null,0,null,null,null,null,0]
[null,19,null,null,null,null,null,null,null,null,null,null,null,null,null,null,null,null,null,null,null,null,null,null,null,null,null,null,null,null,null,null,null,null,null,null,null,null,null,null,"",null,null,null,null,null,null,null,null,null,null,null,null,null,null,null,null,null,null,null,null,null,null,0,null,null,null,null,0,null,null,null,null,null,0,null,null,null,null,0]
[null,20,null,null,null,null,null,null,null,null,null,null,null,null,null,null,null,null,null,null,null,null,null,null,null,null,null,null,null,null,null,null,null,null,null,null,null,null,null,null,"",null,null,null,null,null,null,null,null,null,null,null,null,null,null,null,null,null,null,null,null,null,null,0,null,null,null,null,0,null,null,null,null,null,0,null,null,null,null,0]

{"sheet":"Tableaux","index":22,"n_rows":22,"n_cols":8,"rows_kept":22,"cut":false,"hidden":false,"merged":[[20,5,21,7],[16,1,17,1],[16,2,16,3],[15,5,15,7],[1,5,1,7],[1,1,1,3],[2,1,3,1],[2,2,2,3],[15,1,15,3],[13,5,13,7],[12,5,12,7]]}
[]
[null,"Tableau 3.2.2.2\nRésistance thermique effective RSIE des ensembles de construction opaques hors sol\n( m² · K / W )",null,null,null,"Coefficients linéaires de transmission thermique ψ  ( W / m · K ) par défaut 1"]
[null,"Ensemble de construction","Degrés-jours de chauffage sous 18 °C pour l'emplacement du bâtiment\n(Degrés-jours Celsius)",null,null,"Jonction 2","Jonction conforme aux exigences prescriptives","Jonction non-conforme aux exigences prescriptives"]
[null,null,"< 6 000","≥ 6 000",null,"Mur / toit",0.32500000000000001,0.8]
[null,"Murs",3.6,4.05,null,"Mur / fondation",0.45,0.85]
[null,"Toits",5.46,6.17,null,"Mur / projection",0.5,1]
[null,"Planchers exposés",5.46,6.17,null,"Mur / plancher",0.3,0.85]
[null,null,null,null,null,"Mur / ouverture",0.2,0.5]
[null,null,null,null,null,"Mur / mur mineure",0.2,0.5]
[null,null,null,null,null,"Mur / mur majeure",0.45,0.85]
[]
[null,null,null,null,null,"Notes :"]
[null,null,null,null,null,"1 Voir le Guide de l'utilisateur du Code de construction du Québec, Chapitre I.1 – Efficacité énergétique du bâtiment, et Code national de l'énergie pour les bâtiments – Canada 2015 (modifié)"]
[null,null,null,null,null,"2 Les planchers sont les planchers intermédiaires, non en contact avec le sol. "]
[]
[null,"Tableaux 3.2.2.3 et 3.2.2.4\nCoefficient de transmission thermique globale U du fenêtrage et des portes\n( W / m² · K )",null,null,null,"Coefficients ponctuels de transmission thermique χ  ( W / K ) par défaut 1"]
[null,"Ensemble de construction","Degrés-jours de chauffage sous 18 °C pour l'emplacement du bâtiment\n(Degrés-jours Celsius)",null,null,"Pénétration","Jonction conforme aux exigences prescriptives","Jonction non-conforme aux exigences prescriptives"]
[null,null,"< 6 000","≥ 6 000",null,"Pénétration ponctuelle",0.5,1]
[null,"Fenêtrage",2,1.6]
[null,"Lanterneaux",2.85,2.7,null,"Notes :"]
[null,"Portes avec vitrage",2,1.6,null,"1 Voir le Guide de l'utilisateur du Code de construction du Québec, Chapitre I.1 – Efficacité énergétique du bâtiment, et Code national de l'énergie pour les bâtiments – Canada 2015 (modifié)"]
[null,"Portes sans vitrage",0.9,0.8]

{"sheet":"Tableau des villes","index":23,"n_rows":128,"n_cols":4,"rows_kept":128,"cut":false,"hidden":false,"merged":[[1,1,1,3]]}
[]
[null,"Tableau des données climatiques C-1 pour le calcul des bâtiments au Québec"]
[null,"Villes","Température extérieure de calcul de chauffage de janvier à 2,5%","Degrés-jours sous 18°C"]
[null,"Acton-Vale",-24,4620]
[null,"Alma",-31,5800]
[null,"Amos",-34,6160]
[null,"Asbestos",-26,4800]
[null,"Aylmer",-25,4520]
[null,"Baie-Comeau",-27,6020]
[null,"Baie-Saint-Paul",-27,5280]
[null,"Beauport",-26,5100]
[null,"Bedford",-24,4420]
[null,"Beloeil",-24,4500]
[null,"Brome",-25,4730]
[null,"Brossard",-24,4420]
[null,"Buckingham",-26,4880]
[null,"Campbell's Bay",-28,4900]
[null,"Chambly",-24,4450]
[null,"Coaticook",-25,4750]
[null,"Contrecoeur",-25,4500]
[null,"Cowansville",-25,4540]
[null,"Deux-Montagnes",-25,4440]
[null,"Dolbeau",-32,6250]
[null,"Drummondville",-26,4700]
[null,"Farnham",-24,4500]
[null,"Fort-Coulonge",-28,4950]
[null,"Gagnon",-34,7600]
[null,"Gaspé",-25,5500]
[null,"Gatineau",-25,4600]
[null,"Gracefield",-28,5080]
[null,"Granby",-25,4500]
[null,"Harrington-Harbour",-27,6150]
[null,"Havre-Saint-Pierre",-27,6100]
[null,"Hemmingford",-24,4380]
[null,"Hull",-25,4550]
[null,"Iberville",-24,4450]
[null,"Inukjuak",-36,9150]
[null,"Joliette",-26,4720]
[null,"Kuujjuaq",-37,8550]
[null,"Kuujjuarapik",-36,7990]
[null,"La Pocatière",-24,5160]
[null,"Lachute",-26,4640]
[null,"Lac-Mégantic",-27,5180]
[null,"La-Malbaie",-26,5400]
[null,"La-Tuque",-30,5500]
[null,"Laval",-24,4500]
[null,"Lennoxville",-28,4700]
[null,"Léry",-24,4420]
[null,"Lévis",-25,5050]
[null,"Loretteville",-26,5200]
[null,"Louiseville",-25,4900]
[null,"Magog",-26,4730]
[null,"Malartic",-33,6200]
[null,"Maniwaki",-30,5280]
[null,"Masson",-26,4610]
[null,"Matane",-24,5510]
[null,"Mont-Joli",-24,5370]
[null,"Mont-Laurier",-29,5320]
[null,"Montmagny",-25,5090]
[null,"Montréal - Beaconsfield",-24,4440]
[null,"Montréal - Dorval",-24,4400]
[null,"Montréal - Outremont",-23,4300]
[null,"Montréal - Pierrefonds",-24,4430]
[null,"Montréal - Sainte-Anne-de-Bellevue",-24,4460]
[null,"Montréal - Saint-Laurent",-23,4270]
[null,"Montréal - Verdun",-23,4200]
[null,"Montréal (Hôtel de ville)",-23,4200]
[null,"Montréal-Est",-23,4470]
[null,"Montréal-Nord",-24,4470]
[null,"Nicolet (Gentilly)",-25,4900]
[null,"Nitchequon",-39,8100]
[null,"Noranda",-33,6050]
[null,"Percé",-21,5400]
[null,"Pincourt",-24,4480]
[null,"Plessisville",-26,5100]
[null,"Port-Cartier",-28,6060]
[null,"Puvirnituq",-36,9200]
[null,"Québec",-25,5080]
[null,"Québec - Ancienne-Lorette",-25,5130]
[null,"Québec - Sillery",-25,5070]
[null,"Québec - Sainte-Foy",-25,5100]
[null,"Richmond",-25,4700]
[null,"Rimouski",-25,5300]
[null,"Rivière-du-Loup",-25,5380]
[null,"Roberval",-31,5750]
[null,"Rock-Island",-25,4850]
[null,"Rosemère",-24,4550]
[null,"Rouyn",-33,6050]
[null,"Saguenay",-30,5700]
[null,"Saguenay - Bagotville",-31,5700]
[null,"Saguenay - Jonquière",-30,5650]
[null,"Saguenay - Kenogami",-30,5650]
[null,"Saint-Eustache",-25,4500]
[null,"Saint-Hubert-de-Rivière-du-Loup",-26,5520]
[null,"Saint-Jean-sur-Richelieu",-24,4450]
[null,"Salaberry-de-Valleyfield",-23,4400]
[null,"Schefferville",-37,8550]
[null,"Senneterre",-34,6180]
[null,"Sept-Îles",-29,6200]
[null,"Shawinigan",-26,5050]
[null,"Shawville",-27,4880]
[null,"Sherbrooke",-28,4700]
[null,"Sorel",-25,4550]
[null,"Sainte-Agathe-des-Monts",-28,5390]
[null,"Saint-Félicien",-32,5850]
[null,"Saint-Georges-de-Cacouna",-25,5400]
[null,"Saint-Hubert",-24,4490]
[null,"Saint-Hyacinthe",-24,4500]
[null,"Saint-Jérôme",-26,4820]
[null,"Saint-Jovite",-29,5250]
[null,"Saint-Lambert",-23,4400]
[null,"Saint-Lazare–Hudson",-24,4520]
[null,"Saint-Nicolas",-25,4990]
[null,"Sutton",-25,4600]
[null,"Tadoussac",-26,5450]
[null,"Témiscaming",-30,5020]
[null,"Terrebonne",-25,4500]
[null,"Thetford Mines",-26,5120]
[null,"Thurso",-26,4820]
[null,"Trois-Rivières",-25,4900]
[null,"Val-d'Or",-33,6180]
[null,"Varennes",-24,4500]
[null,"Verchères",-24,4450]
[null,"Victoriaville",-26,4900]
[null,"Ville-Marie",-31,5550]
[null,"Wakefield",-27,4820]
[null,"Waterloo",-25,4650]
[null,"Windsor",-25,4700]

{"sheet":"GESTION","index":24,"n_rows":38,"n_cols":8,"rows_kept":38,"cut":false,"hidden":true,"merged":[[2,1,2,8],[20,1,20,8]]}
[]
[]
[null,"Mise en forme conditionnelle - Feuille Calcul - Solution remplacement"]
[null,"No","Section","Description","Logique de vérification","Appliquer aux cellules","Règle","S'applique à"]
[null,1,"Générale","Si le calcul est conforme","Calcul CONFORME du flux thermique PROPOSÉ ≤ RÉFÉRENCE","Cellule du calcul","Valeur = Conforme","BI8"]
[null,2,"Générale","Si le calcul est non conforme","Calcul NON-CONFORME du flux thermique PROPOSÉ ≤ RÉFÉRENCE","Cellule du calcul","Valeur = Non-Conforme","BI8"]
[null,3,"Générale","Vérification des erreurs:\nLa ville n'a pas été entrée mais le bâtiment PROPOSÉ a un flux thermique.","Si Ville = \" \" et que le flux thermique du PROPOSé > 0","Ville"," =ET(Ville=\"\";$BI$6>0)","Ville"]
[null,4,"Générale","Vérification des erreurs:\nLa Température de chauffage n'a pas été entrée mais le bâtiment PROPOSÉ a un flux thermique.","Si Température de chauffage = \" \" et que le flux thermique du PROPOSÉ > 0","Température de chauffage "," =ET(Température_Chauffage=\"\";$BI$6>0)","Température_Chauffage"]
[null,5,"Générale","Aide à la sélection :Une ville a été entrée.\nMontrer à l'utilisateur qu'il doit entrer la Température de chauffage","Si Ville <> \" \" et que Température de chauffage= \" \"","Température de chauffage ","=ET(Ville<>\"\";Température_Chauffage=\"\")","N9"]
[null,6,"Générale","Vérification des erreurs:\nLa Ville n'a n'a pas été entrée mais la Température de chauffage a été entrée.","Si la Ville = \" \" et que la Température de chauffage <>\" \"","Ville","=ET(Ville=\"\";Température_Chauffage<>\"\")","Ville"]
[null,7,"Ensembles Opaques","Aide à la sélection :\nUn nom d'ensemble a été entrée.\nMontrer à l'utilisateur qu'il doit entrer le type d'ensemble.","Le Nom d'ensemble est <>\" \" et le Type = \" \"","Type d'ensemble","=ET($D13<>\"\";$AB13=\"\")","$AB13:$AB32"]
[null,8,"Ensembles Opaques","Aide à la sélection :\nUn type d'ensemble a été entrée.\nMontrer à l'utilisateur qu'il doit entrer l'Aire.","Le Type d'ensemble est <>\" \" et l'Aire = \" \"","Aire","=ET($AB13<>\"\";$AH13=\"\")","$AH13:$AH32"]
[null,9,"Ensembles Opaques","Aide à la sélection :\nUne Aire a été entrée.\nMontrer à l'utilisateur qu'il doit entrer la Résistance thermique effective.","L'Aire <>\" \" et Résistance thermique = \" \"","Résistance thermique","=ET($AH13<>\"\";$AO13=\"\")","$AO$13:$AV$32"]
[null,10,"Ensembles Opaques","Vérification des erreurs:\nLe Nom de l'ensemble opaque n'a pas été entré mais il y a un champ sur la ligne qui est déjà rempli (Type, Aire ou Résistance thermique).","Le nom de l'ensemble = \" \" ET Type < > \" \" ou Aire < > \" \" ou Résistance <> \" \"","Nom de l'ensemble","=ET($D13=\"\";OU($AB13<>\"\";$AH13<>\"\";$AO13<>\"\"))","$D$13:$D$32"]
[null,11,"Ouvertures","Aide à la sélection :\nUn nom d'ouverture a été entrée.\nMontrer à l'utilisateur qu'il doit entrer le type d'ouverture.","Le Nom de l'ouverture est <>\" \" et le Type = \" \"","Type d'ouverture","=ET($D36<>\"\";$AB36=\"\")","$AB$36:$AB$75"]
[null,12,"Ouvertures","Aide à la sélection :\nUn type d'ouverture été entrée.\nMontrer à l'utilisateur qu'il doit entrer l'Aire.","Le Type d'ensemble est <>\" \" et l'Aire = \" \"","Aire","=ET($AB36<>\"\";$AH36=\"\")","$AH$36:$AH$75"]
[null,13,"Ouvertures","Aide à la sélection :\nUne Aire a été entrée.\nMontrer à l'utilisateur qu'il doit entrer le Coefficient U.","L'Aire <>\" \" et Coefficient U = \" \"","Coefficient U","=ET($AH36<>\"\";$AO36=\"\")","$AO$36:$AO$75"]
[null,14,"Ouvertures","Vérification des erreurs:\nLe Nom de l'ouverture n'a pas été entré mais il y a un champ sur la ligne qui est déjà rempli (Type, Aire ou Coefficient U).","Le nom de l'ouverture = \" \" ET Type < > \" \" ou Aire < > \" \" ou Coefficient <> \" \"","Nom de l'ouverture","=ET($D36=\"\";OU($AB36<>\"\";$AH36<>\"\";$AO36<>\"\"))","$D$36:$D$75"]
[]
[]
[null,"Mise en forme conditionnelle - Feuilles 1 à X"]
[null,"No","Section","Description","Logique de vérification","Appliquer aux cellules","Règle","S'applique à"]
[null,"1A","Jonctions linéaires","Aide à la sélection :\nUn nom de jonction a été entrée.\nMontrer à l'utilisateur qu'il doit entrer le type de jonction.","Le Nom est <>\" \" et le Type = \" \"","Type de jonction","=ET($D15<>\"\";$Y15=\"\")","=$Y$15:$Y$34"]
[null,"2A","Jonctions linéaires","Aide à la sélection :\nUn Type de jonction a été entrée.\nMontrer à l'utilisateur qu'il doit entrer la Longueur.","Le Type de jonction est <>\" \" et la Longueur = \" \"","Longueur","=ET($Y15<>\"\";$AD15=\"\")","=$AD$15:$AD$34"]
[null,"3A","Jonctions linéaires","Aide à la sélection :\nUne longueur a été entrée.\nMontrer à l'utilisateur qu'il doit entrer la Conformité.","La Longueur <>\" \" et la Conformité = \" \"","Conformité","=ET($AD15<>\"\";$AH15=\"\")","=$AH$15:$AH$34"]
[null,"4A","Jonctions linéaires","Vérification des erreurs:\nUne Conformité différente de \"Valeur Spécifique\" a été entrée et il y a une valeur dans le Ψ spécifique.","La Conformité <> \"Valeur spécifique\" et Ψ Spécifique <> \" \""," Ψ  Spécifique","=ET($AH15<>\"Valeur Spécifique\";$AR15<>\"\")","=$AR$15:$AR$34"]
[null,"5A","Jonctions linéaires","Aide à la sélection :\nUne Conformité \"Oui\" ou \"Non\" a été entrée.\nMasquer la cellule jaune du Ψ  Spécifique.","La Conformité =  \"Oui\" ou \"Non\" "," Ψ  Spécifique","=OU($AH15=\"Oui\";$AH15=\"Non\")","=$AR$15:$AR$34"]
[null,"6A","Jonctions linéaires","Aide à la sélection :\nUne Conformité de \"Valeur spécifique\" a été entrée.\nMontrer à l'utilisateur qu'il doit entrer le Ψ spécifique.","La Conformité =  \"Valeur spécifique\" et le Ψ Spécifique = \" \""," Ψ  Spécifique","=ET($AH15=\"Valeur spécifique\";$AR15=\"\")","=$AR$15:$AR$34"]
[null,"7A","Jonctions linéaires","Aide à la sélection :\nIl y a une valeur dans le Ψ Générique ou le Ψ Spécifique.\nMontrer à l'utilisateur qu'il doit entrer le  pourcentage appliqué.","Le Ψ Générique <> \" \" ou le Ψ Spécifique <> \" \" et le Pourcentage appliqué = \" \" ","Pourcentage appliqué","=ET(OU($AN15<>\"\";$AR15<>\"\");$AV15=\"\")","=$AV$15:$AV$34"]
[null,"8A","Jonctions linéaires","Vérification des erreurs:\nLe Nom de la jonction n'a pas été entré mais il y a un champ sur la ligne qui est déjà rempli (Type, Longueur ou Conformité).","Le Nom = \" \" ET Type < > \" \" ou Longueur < > \" \" ou Conformité <> \" \"","Nom de la jonction","=ET($D15=\"\";OU($Y15<>\"\";$AD15<>\"\";$AH15<>\"\"))","=$D$15:$D$34"]
[null,"1B","Pénétrations ponctuelles","Aide à la sélection :\nUn nom de pénétration a été entrée.\nMontrer à l'utilisateur qu'il doit entrer le type de pénétration.","Le Nom est <> \" \" et le Type = \" \"","Type de pénétration","=ET($D39<>\"\";$Y39=\"\")","=$Y$39:$Y$58"]
[null,"2B","Pénétrations ponctuelles","Aide à la sélection :\nUn Type de pénétration a été entrée.\nMontrer à l'utilisateur qu'il doit entrer la quantité.","Le Type de jonction est <>\" \" et la Quantité = \" \"","Quantité","=ET($Y39<>\"\";$AD39=\"\")","=$AD$39:$AD$58"]
[null,"3B","Pénétrations ponctuelles","Aide à la sélection :\nUne Quantité a été entrée.\nMontrer à l'utilisateur qu'il doit entrer la Conformité.","La Quantité <>\" \" et la Conformité = \" \"","Conformité","=ET($AD39<>\"\";$AH39=\"\")","=$AH$39:$AH$58"]
[null,"4B","Pénétrations ponctuelles","Vérification des erreurs:\nUne Conformité différente de \"Valeur Spécifique\" a été entrée et il y a une valeur dans le  Ӽ spécifique.","La Conformité <> \"Valeur spécifique\" et Ӽ Spécifique <> \" \""," Ӽ  Spécifique","=ET($AH39<>\"Valeur spécifique\";$AU39<>\"\")","=$AU$39:$AU$58"]
[null,"5B","Pénétrations ponctuelles","Aide à la sélection :\nUne Conformité \"Oui\" ou \"Non\" a été entrée.\nMasquer la cellule jaune du Ӽ Spécifique.","La Conformité =  \"Oui\" ou \"Non\" "," Ӽ  Spécifique","=OU($AH39=\"Oui\";$AH39=\"Non\")","=$AU$39:$AU$58"]
[null,"6B","Pénétrations ponctuelles","Aide à la sélection :\nUne Conformité de \"Valeur spécifique\" a été entrée.\nMontrer à l'utilisateur qu'il doit entrer le Ӽ spécifique.","La Conformité =  \"Valeur spécifique\" et le Ӽ Spécifique = \" \""," Ӽ  Spécifique","=ET($AH39=\"Valeur spécifique\";$AU39=\"\")","=$AU$39:$AU$58"]
[null,"7B","Pénétrations ponctuelles","Pas d'équivalence nécessaire"]
[null,"8B","Pénétrations ponctuelles","Vérification des erreurs:\nLe Nom de la pénétration n'a pas été entré mais il y a un champ sur la ligne qui est déjà rempli (Type, Quantité ou Conformité).","Le Nom = \" \" ET Type < > \" \" ou Quantité < > \" \" ou Conformité <> \" \"","Nom de la pénétration ponctuelle","=ET($D39=\"\";OU($Y39<>\"\";$AD39<>\"\";$AH39<>\"\"))","=$D$39:$D$58"]

{"sheet":"Révision","index":25,"n_rows":5,"n_cols":5,"rows_kept":5,"cut":false,"hidden":true,"merged":[[1,1,1,4]]}
[]
[null,"Suivi des révisions"]
[null,"Révision","Description","Détails","Date"]
[null,"00","Version originale","Développement de l'outil afin d'aider les concepteurs dans les calculs de la solution de remplacement et les dépréciations exigés dans le CNÉB-Qc lancé en 2020,","Dominic Corbeil\nJuillet 2021"]
[null,"01","Révision linguistique","Révision de Pierre Senéchal - Services rédactionnels - 15 décembre 2021\nCorrections apportées et ajout du nom du nouveau code I.1….","Dominic Corbeil\n17 décembre 2021"]